## wind_generator
Import Billing Details of Wind Generators in West Discom
S.No | Circle | Division | Type | Main Meter No | Name of the generator | Name of 33 kv F/d on which this generator is connected | Status of AMR | Remark
1 | Dewas | O&M Dewas | WIND | MPC44350 | M/S GOATZE FINANCIAL ( G I Power ) | LAXMI SOLVEX | NA
2 | Dewas | O&M Dewas | WIND | MPC46431 | M/S DHAR AUTO. PVT .LTD . DEWAS | LAXMI SOLVEX | NA
3 | Dewas | O&M Dewas | WIND | MPC55896 | M/S SUZLON infra struc. DEVE. PT . I | SUZLON | NA
4 | Dewas | Dewas | WIND | MPP09881 | M.P. WIND FM. "A" HILL DEWAS | BHOURASA | NA | METER CHANGED XC502307 AND NAME CHANGED TO ENERCON
5 | Dewas | O&M BAGLI | WIND | MPP09883 | M/S ENERCON INDIA RATEDI NO .1 | ENERCON - I | NA
6 | Dewas | O&M Dewas | WIND | MPP09907 | M.P. WIND FM. "D" HILL DEWAS | BHOURASA | NA
7 | Dewas | O&M Dewas | WIND | MPP09908 | M/S ENERCON INDIA LTD.DEWAS | ENERCON FROM 132 KV SANKARGARH | NA
8 | Dewas | O&M Dewas | WIND | MPP09918 | M/S M.P. WIEN FARM INDIA LTD.DEWAS | BHOURASA | NA
9 | Dewas | O&M Dewas | WIND | MPP02221 | M/S M.P. WIEN FARM NAGDA HILL DWS | MP WINDFARM | NA | NON BILLING AGGREMENT
10 | Dewas | O&M BAGLI | WIND | MPP09926 | M/S ENERCON INDIA LTD .RATEDI 2 ND | ENERCON - II | NA
11 | Dewas | O&M BAGLI | WIND | MPU02768 | M/S ENERCON INDIA RAREDI 3 RD | 132 ENERCON | NA
12 | Dewas | O&M Dewas | WIND | XB541403 | M/S SUZLON infra stuc. DEVE.PT.2 | SUZLON | NA
13 | Dewas | sonkath | WIND | XB575668 | Jjanodrani W.E.fdr 2 ND (Main) | JAMGOD RANI - II | NA
14 | Dewas | sonkath | WIND | XB575670 | Jjanodrani W.E.fdr 1 ND (Main) | JAMGOD RANI - I | NA
15 | Dewas | Kalani | WIND | MPP09890 | M/S KALANI INDUSTRIES DWE | LAXMI SOLVEX | NA
16 | Mandsaur | Wind farm | WIND | MPC12448 | Suzlon Energy Ltd Behpu ponit 2 main | 33 kv bus at 220 kv daloda S/s | Available | Meter exist but not billed
17 | Mandsaur | Mandsaur | WIND | MPC12456 | Suzlon Wind FM Behpur Mandsaur | 33 kv bus at 220 kv daloda S/s | Available | Meter exist but not billed
18 | Mandsaur | Mandsaur | WIND | XB589231 | Siddhant wind Kuchrod (Mian) | 33 kV Dhamnaar FEEDER from 220 KV DALODA | Available
19 | Mandsaur | Mandsaur | WIND | XC502289 | Siddhant wind A Fjalpura (Mian) | 33 kV Dhamnaar FEEDER from 220 KV DALODA | Available
20 | Mandsaur | Mandsaur | WIND | XC529818 | Sidhant wind Mandvi (Main) SEMS meter chg as on 3-8-15 | 33 kV ringnod feeder (Jaora Div) | Available
21 | Mandsaur | Garoth | WIND | XC502303 | Maruti shakti Energy Nipaniya(Main) | 33 kV Shamgarh FROM 132 KV SUWASRA & 33 kV Dhalpat feeder FROM 132 KV SUWASRA | Available
22 | Ratlam | Joara | WIND | MPC12450 | Suzlon Infra Jaora Billing Meter JO -19 | Suzlon old (132 KV JOARA) |  | Meter exist but not billed
23 | Ratlam | Joara | WIND | MPC12452 | Suzlon Infra M. Kheda I | Suzlon-1 (132 KV SAILANA)
24 | Ratlam | Joara | WIND | MPC12457 | Suzlon Infra Jaora Billing Meter JO -12 | Suzlon old (132 KV JOARA) |  | Meter exist but not billed
25 | Ratlam | Joara | WIND | MPC12458 | Suzlon Infra Jaora Billing Meter JO -10 | Suzlon old (132 KV JOARA) |  | Meter exist but not billed
26 | Ratlam | Joara | WIND | MPC44641 | Extol Wind LTD Bhopal Richa Kalukheda jaora | 33/11kv Kalukheda S/s
27 | Ratlam | Joara | WIND | MPC49029 | Chokisi Energy & Infra Structure Jaora , | 33/11kv Ranigaon S/s
28 | Ratlam | Joara | WIND | MPC49085 | Suzolon Infra M. Kheda II | Suzlon-2 (132 KV JOARA)
29 | Ratlam | O& M AGAR | WIND | MPC49088 | Suzlon infra 2 Mahuriya Agar Shajapur | Suzlon-2 (132 KV SUSNER)
30 | Ratlam | O & M JAORA | WIND | MPC49089 | M/S SUZLON AT HariyaKheda S/S JAORA | Suzlon old (132 KV JOARA) |  | Meter exist but not billed
31 | Ratlam | O & M JAORA | WIND | MPC55894 | Suzolon Separate biling Jaora | Suzlon-1 (132 KV JOARA)
32 | Ratlam | O & M JAORA | WIND | MPE34184 | M/S N.E.P. INDIA W.E. G. NO.7 JAORA | Windfarm (132 KV JOARA) |  | Meter exist but not billed
33 | Ratlam | O & M JAORA | WIND | MPE34423 | M/S N.E.P. INDIA W.E. G. NO.6 JAORA ME BURN | Windfarm (132 KV JOARA) |  | Meter exist but not billed
34 | Ratlam | O & M JAORA | WIND | MPE34425 | M/S N.E.P. INDIA W.E. G. NO.4 JAORA | Windfarm (132 KV JOARA) |  | Meter exist but not billed
35 | Ratlam | O & M JAORA | WIND | MPE34427 | M/S N.E.P. INDIA W.E. G. NO.3 JAORA | Windfarm (132 KV JOARA) |  | Meter exist but not billed
36 | Ratlam | O & M JAORA | WIND | MPE34428 | M/S N.E.P. INDIA W.E. G. NO.2 JAORA | Windfarm (132 KV JOARA) |  | Meter exist but not billed
37 | Ratlam | O & M JAORA | WIND | MPE57895 | M/S PLONEER WINCON SUJA JAPURA JAO | 33/11kv Ayana S/s |  | Meter exist but not billed
38 | Ratlam | O & M JAORA | WIND | XB564498 | Southern Wind farm joara | Windfarm (132 KV JOARA) |  | Meter exist but not billed
39 | Ratlam | O & M JAORA | WIND | XB579646 | SUZLON ENERGY LTD SANDLA FEEDR 1 | 132 kv fd khachrod
40 | Ratlam | O & M JAORA | WIND | XB579649 | SUZLON ENERGY LTD SANDLA FEEDR 2 | 132 kv fd khachrod
41 | Ratlam | O & M JAORA | WIND | XB593631 | NEPC WEG NO JAORA | Windfarm (132 KV JOARA) |  | Meter exist but not billed
42 | Ratlam | Ratlam O&m | WIND | MPC49084 | SUZLON INFRA 2 PALSUDIA me chg 5-8-15 | 132 kv sailana ehv (33 kv bus) |  | BILLING IN B GROUP
43 | Ratlam | Ratlam O&m | WIND | MPC49086 | SUZLON INFRA 3 PALSUDIA me chg 5-8-16 | 132 kv sailana ehv (33 kv bus) |  | BILLING IN B GROUP
44 | Ratlam | Ratlam O&m | WIND | MPC49087 | SUZLON INFRA .3 PALSODI PT. 1 SAILANA | 132 kv sailana ehv (33 kv bus) |  | BILLING IN B GROUP
45 | Shajapur | Shajapur | WIND | MPB03233 | Wind world lnd Mahuriya Agar Ckt 3 main | 33KV ENERCON-3 from 132 kv agar
46 | Shajapur | Shajapur | WIND | MPB03235 | Wind world lnd Mahuriya Agar Ckt 2 main | 33KV ENERCON-2 from 132 kv agar
47 | Shajapur | O&M AGAR | WIND | MPC12447 | M/S Suzlon lnfra Mahuriya M/C No.67 | 33KVSuzlon -2 from 132 kv agar |  | NSC
48 | Shajapur | O&M AGAR | WIND | MPC12449 | M/S Suzlon infra Mahuriya 2 Susner | 33KVSuzlon -3 from 132 kv susner
49 | Shajapur | Wind farm | WIND | MPC12453 | Suzlone Wind FM Mahuria 5th Point Main | 33KVSuzlon-3 from 132 kv agar
50 | Shajapur | O&M AGAR | WIND | MPC12513 | M/S Suzlon infra Mahuriya IV | 33KVSuzlon -3 from 132 kv agar
51 | Shajapur | O & M JAORA | WIND | MPC49082 | Suzlon infra Hariyakhedi Jaora Ratlam | 132 kv s/s jaora (33 kv bus) |  | Meter exist but not billed
52 | Shajapur | O& M AGAR | WIND | MPC49083 | Suzlon infra Mahuriya Ist Susner Shajapur | 33 KVSuzlon -1 from 132 kv susner
53 | Shajapur | Shajapur o&m | WIND | XA474846 | WIND world india Ltd ckt 4 | 33KV ENERCON-1 from 132 kv susner |  | NSC
54 | Shajapur | Shajapur o&m | WIND | XB571632 | Pioneer Wincon P lrd Shajapur Jaora
55 | Mandsaur | Mandsaur | WIND | XB587789 | M/S D.J ENERGY P LTD (CIRCUIT II)
56 | Agar | AGAR | WIND | XB587792 | M/s IL & FS Energy Development Company
57 | Mandsaur | Garoth | WIND | XC502305 | M/S Marut-Shakti Energy India Ltd, (Bharkhera-Garoth Point)
58 | Ratlam | (O&M) DN. RATLAM | WIND | XC502300 | M/s Clean Solar Power (Dhar) Pvt Ltd Feeder II
59 | Mandsaur | Mandsaur | WIND | MPN12448 | M/s Suzlon global Services limited
60 | Ratlam | (O&M) DN. RATLAM | WIND | XC502298 | M/s Clean Solar Power (Dhar) Pvt Ltd
61 | Dewas | O&M DEWAS DN., BAGLI, SONKATCH | WIND | MPP09921 | M/s. M.P. WIND FM. NAGDA HILL DEWAS
62 | Mandsaur | Mandsaur | WIND | MPC65126 | M/S Orange Mamatkheda Wind Pvt,Ltd.
63 | Mandsaur | Sitamau | WIND | XA110205 | M/S FOCAL ENERGY SOLAR ONE INDIA PVT LTD
64 | Dewas | O&M DEWAS DN., BAGLI, SONKATCH | WIND | XB587800 | M/s Gamesha Wind Turbines Pvt. Ltd.I
65 | Mandsaur | Mandsaur | WIND | MPC12456 | M/s Suzlon global Services limited
66 | Mandsaur | Mandsaur | WIND | XC522563 | M/S Wind World India Ltd,(Rewas-Devda-2nd)
67 | Mandsaur | Sitamau | WIND | XB581188 | M/S SEILVOLTA & SEL SITARA PVT LTD
68 | Dewas | O&M DEWAS DN., BAGLI, SONKATCH | WIND | XB587797 | M/s Gamesha Wind Turbines Pvt. Ltd.II
69 | Mandsaur | Mandsaur | WIND | XB593636 | M/s Wind World India Ltd,(Rewas Devda-1st)
70 | Mandsaur | Mandsaur | WIND | XB587788 | M/s D.J. Energy Pvt Ltd
71 | ujjain |  | WIND | XC529832 | SUDHEER projects |  |  | NSC
72 | ujjain |  | WIND | XC529834 | SUDHHER PROJECTS |  |  | NSC
72 | Mandsaur |  | WIND | XC525573 | SHANKESHWER |  |  | NSC

## solar_generator
Import Billing Details of Solar Generators in West Discom
S.No | Circle | Division | Type | Main Meter No | Name of the generator | Remark | Name of 33 kv F/d on which this generator is connected
1 | Ratlam | A lot | Solar | XC502298 | Clean Solar Feeder lst ( A LOT 132 S/S)( Main ) NSC 30.3 |  | Clean Energy I from 132 kv alote
2 | Ratlam | A lot | Solar | XC502300 | Clean Solar Feeder IInd ( A LOT 132 S/S)( Main ) NSC 30.4 |  | Clean Energy I I from 132 kv alote
3 | shajapur | Agar | Solar | MPC44351 | Friend Salt Work & Allied Ind Susner |  | 33KV(M&B-Ujaas) -Feeder-1 from 220 kv barod
4 | shajapur | Agar | Solar | MPC53467 | Friend salt Gandhidham |  | 33KV(M&B-Ujaas) -Feeder-1 from 220 kv barod
5 | shajapur | Agar | Solar | MPC53471 | Bonetera Green Houses at Gandhidham |  | 33KV(M&B-Ujaas) -Feeder-1 from 220 kv barod
6 | shajapur | Agar | Solar | MPC53473 | Aditya Marine Ltd at Ghadhidham |  | 33KV(M&B-Ujaas) -Feeder-1 from 220 kv barod
7 | shajapur | Agar | Solar | MPC 53475 | Systmatic International Gandhidham |  | 33KV(M&B-Ujaas) -Feeder-1 from 220 kv barod
8 | shajapur | Agar | Solar | MPC53478 | centex febric Ltd at Gandhidham |  | 33KV(M&B-Ujaas) -Feeder-1 from 220 kv barod
9 | shajapur | Agar | Solar | MPC53479 | Skp Bearing Rozani NSC 31.03.14 |  | 33KV(M&B-Ujaas) -Feeder-2 from 132 kv agar
10 | shajapur | Agar | Solar | MPC53483 | Esemen Internationl Gandhidham |  | 33KV(M&B-Ujaas) -Feeder-1 from 220 kv barod
11 | shajapur | Agar | Solar | MPC53484 | Activ Solar Ltd. Gandhidham |  | 33KV(M&B-Ujaas) -Feeder-1 from 220 kv barod
12 | shajapur | Agar | Solar | MPC53485 | Hindustan Platinum P L at Gandhidham |  | 33KV(M&B-Ujaas) -Feeder-1 from 220 kv barod
13 | shajapur | Agar | Solar | MPC53487 | Oswal Sold Che NSC 31.03.14 |  | 33KV(M&B-Ujaas) -Feeder-1 from 132 susner
14 | shajapur | Agar | Solar | MPC53488 | Dharmpal Permchandra Jamuniya NSC 31.03.14 |  | 33KV(M&B-Ujaas) -Feeder-1 from 132 susner
15 | shajapur | Agar | Solar | MPC53490 | Sherr Polymer Rozani NSC 31.03.14 |  | 33KV(M&B-Ujaas) -Feeder-2 from 132 kv agar
16 | shajapur | Agar | Solar | MPC53493 | SRS Engineering |  | 33KV(M&B-Ujaas) -Feeder-1 from 220 kv barod
17 | shajapur | Agar | Solar | MPC53557 | Atul Sharma at Gandhidham |  | 33KV(M&B-Ujaas) -Feeder-1 from 220 kv barod
18 | shajapur | Agar | Solar | MPC53559 | M & B S-2 |  | 33KV(M&B-Ujaas) -Feeder-2 from 220 kv barod
19 | shajapur | Agar | Solar | MPC53562 | M & B S-3 |  | 33KV(M&B-Ujaas) -Feeder-2 from 220 kv barod
20 | shajapur | O & M Agar | Solar | MPC56202 | Bhadresh Trading Corp. ltd Susner |  | 33KVFriends Salt Solar from 132 kv susner
21 | shajapur | O & M Agar | Solar | MPC56253 | NEEL PROPERTIES Bid Pipaliya Susner |  | 33KVFriends Salt Solar from 132 kv susner
22 | shajapur | Ratanghrh | Solar | MPC58252 | lst Point Wel Span solar M.P Pvt L: Td | Non billing agreement
23 | shajapur | Ratanghrh | Solar | MPC58253 | 2nd Point Wel Span solar M.P Pvt L: Td | Non billing agreement
24 | shajapur | Agar | Solar | MPC58676 | San Power LLP Rozani |  | 33KV(M&B-Ujaas) -Feeder-1 from 132 kv agar
25 | shajapur | Agar | Solar | MPC58678 | Sharma Ind rozani |  | 33KV(M&B-Ujaas) -Feeder-1 from 132 kv agar
26 | shajapur | Agar | Solar | MPC58682 | Gujrat Apollo |  | 33KV(M&B-Ujaas) -Feeder-1 from 132 kv agar
27 | shajapur | Agar | Solar | MPC58684 | I P F Vikram Ind Ltd Rozani |  | 33KV(M&B-Ujaas) -Feeder-1 from 132 kv agar
28 | shajapur | Agar | Solar | MPC58685 | Flow Device System Rozani |  | 33KV(M&B-Ujaas) -Feeder-1 from 132 kv agar
29 | shajapur | Agar | Solar | MPC58687 | Vikram Urethane Solar Rozani |  | 33KV(M&B-Ujaas) -Feeder-1 from 132 kv agar
30 | shajapur | Agar | Solar | MPC58692 | Surya Shakti Interprises Rozani |  | 33KV(M&B-Ujaas) -Feeder-1 from 132 kv agar
31 | shajapur | Agar | Solar | MPC58716 | Hindustan Platinum Rozani |  | 33KV(M&B-Ujaas) -Feeder-2 from 132 kv agar
32 | shajapur | Agar | Solar | MPC58718 | Deepak spineer Rozani |  | 33KV(M&B-Ujaas) -Feeder-1 from 132 kv agar
33 | shajapur | Agar | Solar | MPC59560 | Dhar Autmative Rozani main |  | 33KV(M&B-Ujaas) -Feeder-1 from 132 kv agar
34 | shajapur | Agar | Solar | MPC59562 | Ankit gems |  | 33KV(M&B-Ujaas) -Feeder-1 from 132 kv agar
35 | shajapur | Agar | Solar | MPC59564 | Seattel power Rozani NSC 31.03.14 |  | 33KV(M&B-Ujaas) -Feeder-2 from 132 kv agar
36 | shajapur | Agar | Solar | MPC59576 | Shree Balaji Ind Roznai |  | 33KV(M&B-Ujaas) -Feeder-1 from 132 kv agar
37 | shajapur | Agar | Solar | MPC59577 | Kandla Agro Rozani 31.03.14 |  | 33KV(M&B-Ujaas) -Feeder-2 from 132 kv agar
38 | shajapur | Agar | Solar | MPC59578 | KRBL Ltd roznai NSC31.03.14 |  | 33KV(M&B-Ujaas) -Feeder-2 from 132 kv agar
39 | shajapur | Agar | Solar | MPC59579 | Avon Cyles |  | 33KV(M&B-Ujaas) -Feeder-1 from 220 kv barod
40 | shajapur | Agar | Solar | MPC59587 | GTC Power P L |  | 33KV(M&B-Ujaas) -Feeder-1 from 220 kv barod
41 | shajapur | Agar | Solar | MPC59588 | Rajan Ben P Chovita |  | (M&B-Ujaas) Barod-Feeder-2 from 220 kv barod
42 | shajapur | Agar | Solar | MPC59594 | Jk Mineral Rozani |  | 33KV(M&B-Ujaas) -Feeder-2 from 132 kv agar
43 | shajapur | Agar | Solar | MPC59599 | Nevya solar Ltd |  | 33KV(M&B-Ujaas) -Feeder-1 from 132 kv agar
44 | shajapur | Agar | Solar | MPC59617 | KRBL Ltd |  | 33KV(M&B-Ujaas) -Feeder-2 from 132 kv agar
45 | shajapur | Agar | Solar | XA474862 | Vijay dharajLaal Susner (MIAN) |  | 33KV(M&B-Ujaas) -Feeder-1 from 132 kv susner
46 | shajapur | shajapur | Solar | XA474951 | Atul Sharma Rantbhawar (MAIN) NSC 31.03.15 |  | 33KV(M&B-Ujaas) from 132 kv berchha
47 | shajapur | Agar | Solar | XB564493 | Shri Polymer unit 2nd Mian Meter |  | 33KV(M&B-Ujaas) -Feeder-2 from 132 kv agar
48 | shajapur | Agar | Solar | XB564494 | Aanand Lodha Rojani (Main ) NSC 30.03.15 |  | 33KV(M&B-Ujaas) -Feeder-2 from 132 kv agar
49 | shajapur | shajapur | Solar | XB564502 | Indra Vindhya Power Rozani |  | 33KV(M&B-Ujaas) from 132 kv berchha
50 | shajapur | Agar | Solar | XB564512 | Heat Engineerign Susner Main Meter | Meter no corrected | 33KVFriends Salt Solar from 132 kv susner
51 | shajapur | Agar | Solar | XB579539 | Gujrat Ambhuja Export (Main ) Susner |  | 33KV(M&B-Ujaas) -Feeder-1 from 132 susner
52 | shajapur | Agar | Solar | XB579540 | Aditya Marine LLtd Susner (Main) nCs 30.3.15 |  | 33KV(M&B-Ujaas) -Feeder-1 from 132 susner
53 | shajapur |  | Solar | XB593639 | Bhadresh Trading cor NSV 6.6.15 |  | BHADRESH SOLAR from 132 kv susner
54 | Ujjain | O&M Tarana | Solar | MPC53795 | Parl Green Energy PVT. LTD Karnodiyan ujjain |  | 33KV Feeder "BANCO"
55 | Ujjain | O&M Tarana | Solar | MPC53797 | Banco Consutruction PVT . Kanodiya Ujjain |  | 33KV Feeder "BANCO"
56 | Ujjain | O&M Tarana | Solar | MPC53799 | Bansal & Company Karodiya Ujjain |  | 33KV Feeder "BANCO"
57 | Ujjain | O&M Tarana | Solar | MPC58770 | Sai saburi Urja PLtd Delchi |  | 33KV Feeder "SAI SUBURI
58 | Ujjain | O&M Tarana | Solar | MPC60536 | Poorwal Auto Kadodiya |  | 33KV Feeder "SAI SUBURI
59 | Ujjain | O&M Tarana | Solar | MPC62879 | Banco lnfra Structure P LTD Kadodiya |  | 33KV Feeder "BANCO"
60 | Ujjain | O&M Tarana | Solar | MPC62880 | Estmen International Makodone Main |  | 33KV Feeder "BANCO"
61 | Ujjain | O&M Tarana | Solar | MPC62881 | Hue Green Energy Mian |  | 33KV Feeder "BANCO"
62 | Ujjain | O&M Tarana | Solar | XA474855 | Agro Met india Village Kadodiya |  | 33KV Feeder "BANCO"
63 | Ujjain | O&M Tarana | Solar | XB564507 | Manash power & lmfra (Main) NSC 30.3.15 |  | 33KV Feeder "BANCO"
64 | Ujjain | O&M Tarana | Solar | XB581186 | Finn Surya Energy P LTD Kapeli Makdone Main | Meter changed to xb581186 | 33KV Feeder "LATENT"
65 | Shajapur | O&M SHAJAPUR DN | Solar | XC529814 | M/s Harsh Renewable Energy Gandhidham
66 | Shajapur | O&M SHAJAPUR DN | Solar | XB571660 | M/s. Adhya Renewable Energy Gandhidham
67 | Ujjain | Tarana | Solar | XC529822 | Cicago commodity at karodiya Makdone (Main Meter NSC 30/09/15) | NSC
68 | Ujjain | Tarana | Solar | XB593634 | Paharimata commodity at karodiya Makdone ( Main NSC 30/09/15) | NSC
69 | Ujjain | Tarana | Solar | XC529823 | Sun Rays Solar Kadodiya (Main Meter NSC 30/09/15) | NSC
70 | Neemuch | O&M JAWAD | solar | MPC72366 | Deligentia Energy & Infra P L at 132kv s/s ratangrh feeder 1st main | NSC
71 | Neemuch | O&M JAWAD | solar | MPC72365 | Deligentia Energy & Infra P L at 132kv s/s ratangrh feeder 2ND main | NSC
72 | ujjain |  | SOLAR | XC529808 | M/S HIMGIRI RENWABLE ENERGY (C.M.)

## installed capacity
Installed capacity of Renewable Generation
S.no | Installed capacity | MW | Installed/prposed | Type
1 | M/S Poineer wincon(Ratlam) | 4 | installed | wind
2 | M/S SE Energy Wind Farm(Jaora) | 4.8 | installed | wind
3 | M/s Southern windfarm (NEPC) (ratlam) | 10.95 | installed | wind
4 | M/s Abir Infra (Ratlam and badwani) | 50 | proposed | wind
5 | M/s Uttar urja (Ratlam and mandsor) | 80 | proposed | wind
6 | M/s Rogen power (Ratlam) | 100 | proposed | wind
7 | Choksi energy (Ratlam) | 30 | installed | wind
8 | Maruti shakti (Mandsor) | 44 | installed | wind
9 | M/s Micon vestas (shajapur) | 20 | proposed | wind
10 | suzlon developers (nagda,rtm,mds, shajapur) | 159.85 | installed | wind
11 | Enercon India (shajapur+dewas) | 99.2 | installed | wind
12 | NEPC India southernwindfarm (ratlam+dhar) | 4.95 | installed | wind
13 | Global wind ratlam | 78 | proposed | wind
14 | M/s Windfarm dewas | 28.05 | installed | wind
15 | M/s DJ Energy Ratlam and mandsor (dalouda) | 58 | installed | wind
|  | 100 | proposed | wind
16 | M/s welspun | 155 | installed | solar
|  | 95 | proposed | solar
17 | IL&FS | 50 | installed | solar
18 | M/S Focal Solar | 30 | installed | solar
19 | Jamgodarani (Dewas) | 30 | installed | wind
20 | Wind world-I+II+IV(agar & susner) | 44 | installed | wind
21 | Vivan Solar( Makdon 132kv) | 12.65 | installed | solar
22 | M/S Alfa Infrastructure | 20 | installed | solar
23 | M/s Seilvolta solar (Sitamau) | 50 | installed | solar
24 | M/s Orange mamatkheda(renewable energy) | 100 | installed | wind
25 | M/s Gamesa Wind | 35 | installed | wind
26 | M/s Inox Wind | 50 | installed | wind
27 | M/s Ujaas Energy.Ltd | 45 | installed | solar
|  | 45 | proposed | solar
28 | M/s Sidhant WEG | 43 | installed | wind
29 | M/s Hero future energies(clean solar) dhar+ratlam | 30 | installed | solar
30 | M/s Extol ratlam | 1 | installed | wind
31 | M/s SE Energy park | 4.8 | installed | wind
32 | M/s Kalani Industries Ltd. (dewas) | 1.84 | installed | wind
33 | M/s Goetze Financial Services, (dewas) | 5.98 | installed | wind
34 | M/s Dhar Automotives Pvt. Ltd., dewas | 0.23 | installed | wind
35 | M/S Friend salt and allied -shajapur | 7.5 | installed | solar
36 | M/s KRBL Ltd (shajapur) | 12.23 | installed | solar
37 | Systematic Enterprises Pvt. Ltd. | 0.63 | installed | solar
38 | Hindustan Platinum Pvt. Ltd. | 1.25 | installed | solar
39 | Active Solar LLP | 1.25 | installed | solar
40 | Aditya Marine Limited | 0.63 | installed | solar
41 | Bonaterra Greenhouses LLP | 0.63 | installed | solar
42 | SRS Engineers | 0.63 | installed | solar
43 | Eastman International | 2 | installed | solar
44 | Centex Fabrics – Export Unit | 1.25 | installed | solar
45 | Atul Sharma | 1 | installed | solar
46 | Bansal & Co. | 1 | installed | solar
47 | Pearl Green Energy Pvt. Ltd. | 1 | installed | solar
48 | Banco Construction Pvt. Ltd. | 1 | installed | solar
49 | Bhadresh Trading Corporation Ltd. | 5 | installed | solar
50 | M and B switchgears Ltd. | 5 | installed | solar
51 | Ranjanben P. Chovtia | 0.63 | installed | solar
52 | Avon Cycles Ltd. | 1.25 | installed | solar
53 | Flow Devices Systems | 0.63 | installed | solar
54 | Indra Vidhya Power | 0.63 | installed | solar
55 | Suryashakti Enterprises | 0.5 | installed | solar
56 | Sharma Industries. | 0.63 | installed | solar
57 | Gujarat Apollo Industries Limited | 1 | installed | solar
58 | Shri Balaji Enterprises. | 2 | installed | solar
59 | IPF- Vikram India Limited-Unit-I | 1.25 | installed | solar
60 | Deepak Industries Limited | 5 | installed | solar
61 | Sanpower Solar LLP. | 0.63 | installed | solar
62 | Hindustan Platinum Pvt. Ltd. | 2.5 | installed | solar
63 | Ankit Gems Pvt. Ltd. | 1.25 | installed | solar
64 | GTC Power Pvt. Ltd. | 0.63 | installed | solar
65 | Neevya Solar LLP | 0.63 | installed | solar
66 | Sai Saburi Urja Pvt. Ltd. | 1 | installed | solar
67 | Porwal Auto Components Ltd | 1.5 | installed | solar
68 | Vikram Urethane Pvt. Ltd. | 1.25 | installed | solar
69 | Ujaas Energy Ltd. | 7 | installed | solar
70 | Agromet India | 1.25 | installed | solar
71 | Neel Properties | 1 | installed | solar
72 | Banco Infrastructure Pvt. Ltd. | 2.4 | installed | solar
73 | M/s Eastman International | 3 | installed | solar
74 | M/s HUE Green Energy | 2 | installed | solar
75 | M/s Dhar Automotives Pvt. Ltd. | 1.25 | installed | solar
76 | M/s Shriji Polymers (india) Ltd. | 1 | installed | solar
77 | M/s Seattle Power Solutions Pvt. Ltd. | 0.63 | installed | solar
78 | M/s SKP Bearing Industries | 0.63 | installed | solar
79 | Kandla Agro & Chemicals Pvt. Ltd. | 2 | installed | solar
80 | Oswal Salt & Chemical Industries | 2.5 | installed | solar
81 | M/s JK Minerals | 0.63 | installed | solar
82 | Dharampal Premchand Ltd. | 1.25 | installed | solar
[5 empty] | Installed capacity | Wind | 759.6
[6 empty] | solar | 484.1
1243.7

## WZ_Summary_April 2014
Installed Wind capacities in West discom (source: www.mpnred.com) : Grid connected projects as on April 2014
Sr.No. | Name of Developers | Project location | Capacity
(MW)
1 | M/s Kalani Industries Ltd., Indore | Dewas, Dist. Dewas | 1.84
2 | M/s Goetze Financial Services, New Delhi | Jamgodrani, Dist. Dewas | 5.98
3 | M/s Dhar Automotives Pvt. Ltd., Indore | Jamgodrani, Dist.Dewas | 0.23
4 | M/s Enercon India Ltd., Mumbai | Nagda, Dist Dewas | 9.6
|  | Ratedi, Dist. Dewas | 89.6
5 | M/s MP Wind Farm Ltd., Bhopal | Nagda, Dist. Dewas | 15
|  | Jamgodrani, Dist. Dewas | 13.05
6 | M/s NEPC India Ltd | Sujapur, Dist. Ratlam | 4.95
7 | M/s SE Energy Park Ltd., Pune | Jaora, Dist. Ratlam | 4.8
8 | M/s Pioneer Wincon Ltd., Chennai | Jaora, Dist. Ratlam | 4
9 | M/s Southern Wind Farms Ltd. Chennai | Piploda, Dist. Ratlam | 6
10 | M/s Suzlon Energy Ltd., Pune | Nagda, Dist Dewas | 12.5
|  | Palsodi, Dist Ratlam | 48.3
|  | Jaora, Dist. Ratlam | 14.4
|  | Gopalpura, Dist Ratlam | 4.8
|  | Mamatkheda, Dist Ratlam | 16.8
|  | Mahuria, Dist. Shajapur | 54
|  | Behpur, Dist Mandsaur | 4.8
11 | M/s Suzlon InfrastructureLtd., Pune | Nagda, Dist Dewas | 3.05
12 | Demonstration project | Kheda, Dist Dhar | 0.59
Total Capacity(MW) |  |  | 314.29
Programme-Solar-Grid connected projects- -Developer wise installed capacity
Sr.No. | Name of Developers | Project Location | Capacity (MW)
1 | Systematic Enterprises Pvt. Ltd. | Dhabla Sondhiya, Jaisinghpura, Barod, shajapur | 0.63
2 | Hindustan Platinum Pvt. Ltd. | Dhabla Sondhiya, Jaisinghpura, Barod, shajapur | 1.25
3 | Active Solar LLP | Dhabla Sondhiya, Jaisinghpura, Barod, shajapur | 1.25
4 | Aditya Marine Limited | Dhabla Sondhiya, Jaisinghpura, Barod, shajapur | 0.63
5 | Bonaterra Greenhouses LLP | Dhabla Sondhiya, Jaisinghpura, Barod, shajapur | 0.63
6 | SRS Engineers | Dhabla Sondhiya, Jaisinghpura, Barod, shajapur | 0.63
7 | Friends Salt Works & Allied Industries | Dhabla Sondhiya, Jaisinghpura, Barod, shajapur | 2.5
8 | Eastman International | Dhabla Sondhiya, Jaisinghpura, Barod, shajapur | 2
9 | Centex Fabrics – Export Unit | Dhabla Sondhiya, Jaisinghpura, Barod, shajapur | 1.25
10 | Atul Sharma | Dhabla Sondhiya, Jaisinghpura, Barod, shajapur | 1
11 | Friends Salt Works & Allied Industries | Bid Pipalya, susner, shajapur | 5
12 | Bansal & Co. | Kododiya,tarana, ujjain | 1
13 | Pearl Green Energy Pvt. Ltd. | Kododiya,tarana, ujjain | 1
14 | Banco Construction Pvt. Ltd. | Kododiya,tarana, ujjain | 1
15 | Bhadresh Trading Corporation Ltd. | Bid Pipalya, susner, shajapur | 5
16 | M and B switchgears Ltd. | Dhabla Sondhiya, barod, shajapur/agar | 5
17 | Ranjanben P. Chovtia | Dhabla Sondhiya, barod, shajapur/agar | 0.63
18 | Avon Cycles Ltd. | Dhabla Sondhiya, barod, shajapur/agar | 1.25
19 | Flow Devices Systems | Rojhani/Rojhana, Barod, shajapur/agar | 0.63
20 | Indra Vidhya Power | Rojhani/Rojhana, Barod, shajapur/agar | 0.63
21 | Suryashakti Enterprises | Rojhani/Rojhana, Barod, shajapur/agar | 0.5
22 | Sharma Industries. | Rojhani/Rojhana, Barod, shajapur/agar | 0.63
23 | Gujarat Apollo Industries Limited | Rojhani/Rojhana, Barod, shajapur/agar | 1
24 | Shri Balaji Enterprises. | Rojhani/Rojhana, Barod, shajapur/agar | 2
25 | IPF- Vikram India Limited-Unit-I | Rojhani/Rojhana, Barod, shajapur/agar | 1.25
26 | Deepak Industries Limited | Rojhani/Rojhana, Barod, shajapur/agar | 5
27 | Sanpower Solar LLP. | Rojhani/Rojhana, Barod, shajapur/agar | 0.63
28 | Hindustan Platinum Pvt. Ltd. | Rojhani/Rojhana/Chipya, Barod, shajapur/agar | 2.5
29 | Ankit Gems Pvt. Ltd. | Jaminiya,Barod, shajapur/Agar | 1.25
30 | GTC Power Pvt. Ltd. | Jaminiya,Barod, shajapur/Agar | 0.63
31 | Neevya Solar LLP | Jaminiya,Barod, shajapur/Agar | 0.63
32 | KRBL Limited | Jaminiya,Barod, shajapur/Agar | 6.63
33 | Sai Saburi Urja Pvt. Ltd. | Kododiya,tarana, ujjain | 1
34 | Alpha Infra Pvt. Ltd. | Kanheri Bhtyari, kukshi,Dhar | 20
35 | Welspun Solar Madhya Pradesh Pvt. Ltd. | Ganeshpura, singoli, Neemuch | 130
36 | Porwal Auto Components Ltd | Kododiya,tarana, ujjain | 1.5
37 | Vikram Urethane Pvt. Ltd. | Rojhani/Rojhana,Barod, Shajapur/Agar | 1.25
38 | Ujaas Energy Ltd. | Dhabla Sondhiya, Jaisinghpura, Barod, shajapur | 7
39 | Agromet India | Kododiya, Tarana,Ujjain | 1.25
40 | Neel Properties | Bid Pipalya, susner, shajapur | 1
41 | Banco Infrastructure Pvt. Ltd. | Kododiya, Tarana,Ujjain | 2.4
42 | M/s Eastman International | Kododiya, Tarana,Ujjain | 3
43 | M/s HUE Green Energy | Kododiya, Tarana,Ujjain | 2
44 | M/s Dhar Automotives Pvt. Ltd. | Rojhani/Rojhana, Barod, shajapur/agar | 1.25
45 | M/s Shriji Polymers (india) Ltd. | Chipya, Padal, Rojhani & Rojhana, Barod, shajapur/agar | 1
46 | M/s Seattle Power Solutions Pvt. Ltd. | Chipya, Padal, Rojhani & Rojhana, Barod, shajapur/agar | 0.63
47 | M/s SKP Bearing Industries | Chipya, Padal, Rojhani & Rojhana, Barod, shajapur/agar | 0.63
48 | KRBL Limited | Chipya, Padal, Rojhani & Rojhana, Barod, shajapur/agar | 5.6
49 | Kandla Agro & Chemicals Pvt. Ltd. | Chipya, Padal, Rojhani & Rojhana, Barod, shajapur/agar | 2
50 | Oswal Salt & Chemical Industries | Jaminiya,susner, Shajapur | 2.5
51 | M/s JK Minerals | Chipya, Padal, Rojhani & Rojhana, Barod, shajapur/agar | 0.63
52 | Dharampal Premchand Ltd. | Jaminiya,susner, Shajapur | 1.25
TOTAL INSTALLED CAPACITY TILL APRIL 2014(MW) |  |  | 241.45
|  | Total Wind Plus solar in April 2014 | 555.74

## SLDC_real time
s.no | RE real time | Data source | type
1 | Alfa RE generation | 132 kv alfa on 132 kv kukshi | solar
2 | Welspun RE generation | 132 kv welspun I,II and 33 kv welspun I,II on 132 kv ratangarh | solar
3 | Wind World | 33 kv windworld I,II on 220 kv d/s dalouda | wind
4 | Renewable Wind | 220 kv mamatkheda on 220 kv s/s dalouda | wind
5 | seil volta | 132 kv seil volta on 132 kv s/s sitamau | solar
6 | Gamesha RE | 33 kv gamesha I,II on 220 kv s/s shajapur | wind
7 | ILFS RE | 132 kv IL&FS on 22 kv s/s barod | solar
8 | clean solar | 33 kv clean energy I,II on 132 kv s/s Alote | solar
9 | DJ Energy | 220 kv DJ energy I,II on 220 kv s/s dalouda | wind
10 | Focal Solar | 132 kv focal on 132 kv s/s sitamau | solar
11 | inox wind | No Reading (continuous zero) | wind
12 | suzlon wind | No Reading (continuous zero) | wind
13 | fortum solar | No Reading (continuous zero) | solar
14 | marut wind | No Reading (continuous zero) | wind

## ANNEXURE I(SOLAR)
DETAIL OF MAIN AND CHECK METERS INSTALLED AT POOLING STATION/GRID SUBSTATION(SOLAR) ANNEXUERE I
S.NO. | LOCATION OF INSTALATION(NAME OF POOLING STATION/GRID SUBSTATION) | CIRCLE | DIVISION | C.D.IN KVA/MW | SUPLLY VOLTAGE | RDG.GR | LAST DT.OF METER TESTING | TYPE OF M.E. | TYPE OF METER |  |  | METER DETAILS | [7 empty] | DT.OF CONN. | EQUIPMENT DETAIL |  |  |  |  | O.M.F. | MODEM AND SIM DETAIL
[21 empty] | C.T. DETAIL |  | P.T. DETAILS |  |  |  | MODEM
[10 empty] | COMM.DT |  | S.NO. | MAKE | ABT/NON ABT | CLASS | CT.R. | P.T.R. | D.M.F | COMM DT |  | C.T.R. | CIASS | P.T.R. | CLASS | READING/UNIT/KWH/MWH | M.F. | Sr. no | Make | sim no./data no. | GPRS/GSM | SERVICE PROVIDER
1 | UJAAS CIRCUIT 220KV GRID BAROD (M.M) | SHAJAPUR | O & M AGAR | 1.25 MW | 33KV | SOLAR | 30/03/13 | 3 PH 4W | 3 PH 4W | 26/03/13 | MAIN | MPC53478 | SEMS | ABT | 0.2S | 25A/5A | 33KV/110V | 1000 | 26/03/13 | 30/03/13 | 25A/5A | 0.2S | 33KV/110V | 0.2S | 6109.45 | 1000 | XA4565963 | SEMS | 8251072350 | both | RELIANCE
| CENTAX FABRICS (CHECK METER) |  |  |  | 33KV | SOLAR | 30/03/13 | 3 PH 4W | 3 PH 4W | 26/03/13 | CHECK | MPC53468 | SEMS | ABT | 0.2S | 25A/5A | 33KV/110V | 1000 | 26/03/13 | 30/03/13 | 25A/5A | 0.2S | 33KV/110V | 0.2S |  | 1000 | XA456973 | SEMS | 7722921423 | both | RELIANCE
2 | UJAAS CIRCUIT 220KV GRID BAROD (M.M) | SHAJAPUR | O & M AGAR | 0.630MW | 33KV | SOLAR | 30/03/13 | 3 PH 4W | 3 PH 4W | 27/03/13 | MAIN | MPC53475 | SEMS | ABT | 0.2S | 25A/5A | 33KV/110V | 1000 | 27/03/13 | 30/03/13 | 25A/5A | 0.2S | 33KV/110V | 0.2S | 3036.96 | 1000 | XA456981 | SEMS | 9770204652 | both | RELIANCE
| SYSTEMATIC INTER.(CHECK METER) |  |  |  | 33KV | SOLAR | 30/03/13 | 3 PH 4W | 3 PH 4W | 27/03/13 | CHECK | MPC53476 | SEMS | ABT | 0.2S | 25A/5A | 33KV/110V | 1000 | 27/03/13 | 30/03/13 | 25A/5A | 0.2S | 33KV/110V | 0.2S |  | 1000 | MPM00949 | SEMS | 9691797624 | both | BSNL
3 | UJAAS CIRCUIT 220KV GRID BAROD (M.M) | SHAJAPUR | O & M AGAR | 0.63MW | 33KV | SOLAR | 30/03/13 | 3 PH 4W | 3 PH 4W | 26/03/13 | MAIN | MPC53473 | SEMS | ABT | 0.2S | 25A/5A | 33KV/110V | 1000 | 26/03/13 | 30/03/13 | 25A/5A | 0.2S | 33KV/110V | 0.2S | 2992.97 | 1000 | XA456972 | SEMS | 8103227120 | BOTH | RELIANCE
| ADITYA MARINE(CHECKS METER) |  |  |  | 33KV | SOLAR | 30/03/13 | 3 PH 4W | 3 PH 4W | 27/03/13 | CHECK | MPC53496 | SEMS | ABT | 0.2S | 25A/5A | 33KV/110V | 1000 | 27/03/13 | 30/03/13 | 25A/5A | 0.2S | 33KV/110V | 0.2S |  | 1000 | XA456978 | SEMS | 8234026762 | BOTH | RELIANCE
4 | UJAAS CIRCUIT 220KV GRID BAROD (M.M) | SHAJAPUR | O & M AGAR | 1 MW | 33KV | SOLAR | 30/03/13 | 3 PH 4W | 3 PH 4W | 26/03/13 | MAIN | MPC53557 | SEMS | ABT | 0.2S | 100A/5A | 33KV/110V | 1000 | 26/03/13 | 30/03/13 | 25A/5A | 0.2S | 33KV/110V | 0.2S | 18941.7 | 250 | XA459675 | SEMS | 8234880345 | BOTH | BSNL
| ATUL SHARMA (CHECK METER) |  |  |  | 33KV | SOLAR | 30/03/13 | 3 PH 4W | 3 PH 4W | 27/03/13 | CHECK | MPC53558 | SEMS | ABT | 0.2S | 100A/5A | 33KV/110V | 1000 | 27/03/13 | 30/03/13 | 25A/5A | 0.2S | 33KV/110V | 0.2S |  | 250 | XA456971 | SEMS | 8236051881 | BOTH | BSNL
5 | UJAAS CIRCUIT 220KV GRID BAROD (M.M) | SHAJAPUR | O & M AGAR | 0.630MW | 33KV | SOLAR | 30/03/13 | 3 PH 4W | 3 PH 4W | 26/03/13 | MAIN | MPC53493 | SEMS | ABT | 0.2S | 25A/5A | 33KV/110V | 1000 | 26/03/13 | 30/03/13 | 25A/5A | 0.2S | 33KV/110V | 0.2S | 3113.13 | 1000 | XA456976 | SEMS | 8305033575 | BOTH | RELIANCE
| SRS ENGINEERING(CHECK METER) |  |  |  | 33KV | SOLAR | 30/03/13 | 3 PH 4W | 3 PH 4W | 27/03/13 | CHECK | MPC53492 | SEMS | ABT | 0.2S | 25A/5A | 33KV/110V | 1000 | 27/03/13 | 30/03/13 | 25A/5A | 0.2S | 33KV/110V | 0.2S |  | 1000 | XA456966 | SEMS | 8305269201 | BOTH | RELIANCE
6 | UJAAS CIRCUIT 220KV GRID BAROD (M.M) | SHAJAPUR | O & M AGAR | 1.25 MW | 33KV | SOLAR | 30/03/13 | 3 PH 4W | 3 PH 4W | 26/03/13 | MAIN | MPC53485 | SEMS | ABT | 0.2S | 25A/5A | 33KV/110V | 1000 | 26/03/13 | 30/03/13 | 25A/5A | 0.2S | 33KV/110V | 0.2S | 5944.99 | 1000 | XA456977 | SEMS | 7879012396 | BOTH | RELIANCE
| HINDUSTAN PLATINU(CHECK METER) |  |  |  | 33KV | SOLAR | 30/03/13 | 3 PH 4W | 3 PH 4W | 27/03/13 | CHECK | MPC53470 | SEMS | ABT | 0.2S | 25A/5A | 33KV/110V | 1000 | 27/03/13 | 30/03/13 | 25A/5A | 0.2S | 33KV/110V | 0.2S |  | 1000 | XA456985 | SEMS | 8103065316 | BOTH | RELIANCE
7 | UJAAS CIRCUIT 220KV GRID BAROD (M.M) | SHAJAPUR | O & M AGAR | 0.63MW | 33KV | SOLAR | 26/04/13 | 3 PH 4W | 3 PH 4W | 26/03/13 | MAIN | MPC53471 | SEMS | ABT | 0.2S | 25A/5A | 33KV/110V | 1000 | 26/03/13 | 26/04/13 | 25A/5A | 0.2S | 33KV/110V | 0.2S | 3024.45 | 1000 | XA456979 | SEMS | 7828104234 | BOTH | RELIANCE
| BONETERRA GREEN HOUSES(CHECK METER) |  |  | - | 33KV | SOLAR | 26/04/13 | 3 PH 4W | 3 PH 4W | 27/03/13 | CHECK | MPC53556 | SEMS | ABT | 0.2S | 50A/5A | 33KV/110V | 1000 | 27/03/13 | 26/04/13 | 25A/5A | 0.2S | 33KV/110V | 0.2S |  | 500 | XA456964 | SEMS | 7828238915 | BOTH | RELIANCE
8 | UJAAS CIRCUIT 220KV GRID BAROD (M.M) | SHAJAPUR | O& M AGAR | 2.5MW | 33KV | SOLAR | 30/03/13 | 3 PH 4W | 3 PH 4W | 2013-03-26 | MAIN | MPC53467 | SEMS | ABT | 0.2S | 25A/5A | 33KV/110V | 1000 | 2013-03-26 | 30/03/13 | 50A/5A | 0.2S | 33KV/110V | 0.2S | 5846.49 | 2000 | XA456974 | SEMS | 8305964069 | BOTH | RELIANC
| C.M. FOR FRIENDS SALT WORK(GANDHIDHAM),DHABLA |  |  |  | 33KV | SOLAR | 30/03/13 | 3 PH 4W | 3 PH 4W | 2013-03-26 | CHECK | MPC53491 | SEMS | ABT | 0.2S | 25A/5A | 33KV/110V | 1000 | 2013-03-26 | 30/03/13 | 50A/5A | 0.2S | 33KV/110V | 0.2S |  | 2000 | XA456965 | SEMS | 8817047149 | BOTH | RELIANC
9 | UJAAS CIRCUIT 220KV GRID BAROD (M.M) | SHAJAPUR | O& M AGAR | 2 MW | 33KV | SOLAR | 30/03/13 | 3 PH 4W | 3 PH 4W | 2013-03-26 | MAIN | MPC53483 | SEMS | ABT | 0.2S | 25A/5A | 33KV/110V | 1000 | 2013-03-26 | 30/03/13 | 50A/5A | 0.2S | 33KV/110V | 0.2S | 4747.15 | 2000 | XA456967 | SEMS | 7722920507 | BOTH | RELIANCE
| C.M. FOR EASTMEN INTERNATUIONAL |  |  |  | 33KV | SOLAR | 30/03/13 | 3 PH 4W | 3 PH 4W | 2013-03-26 | CHECK | MPC53560 | SEMS | ABT | 0.2S | 100A/A5 | 33KV/110V | 1000 | 27/03/13 | 30/03/13 | 50A/5A | 0.2S | 33KV/110V | 0.2S |  | 500 | XA456986 | SEMS | 8305414534 | BOTH | RELIANCE
10 | UJAAS CIRCUIT 220KV GRID BAROD (M.M) | SHAJAPUR | O& M AGAR | 1.25MW | 33KV | SOLAR | 26/04/13 | 3 PH 4W | 3 PH 4W | 2013-03-26 | MAIN | MPC53484 | SEMS | ABT | 0.2S | 25A/5A | 33KV/110V | 1000 | 2013-03-26 | 26/04/13 | 25A/5A | 0.2S | 33KV/110V | 0.2S | 5830.68 | 1000 | XA456970 | SEMS | 8817056258 | BOTH | RELIANCE
| C.M. FOR ACTIVE SOLAR |  |  |  | 33KV | SOLAR | 26/04/13 | 3 PH 4W | 3 PH 4W | 2013-03-26 | CHECK | MPC53486 | SEMS | ABT | 0.2S | 25A/5A | 33KV/110V | 1000 | 2013-03-26 | 26/04/13 | 25A/5A | 0.2S | 33KV/110V | 0.2S |  | 1000 | XA456980 | SEMS | 8817391209 | BOTH | RELIANCE
11 | UJAAS CIRCUIT 132KV GRID SUSNER (M.M) | SHAJAPUR | O&M AGAR | 5000 | 33KV | SOLAR | 2013-04-09 | 3 PH 4W | 3 PH 4W | 2013-09-04 | MAIN | MPC44351 | SEMS | ABT | 0.2S | 100A/5A | 400KV/110V | 1000 | 2013-09-04 | 2013-09-04 | 100A/5A | 0.2S | 33KV/110V | 0.2S | 282487 | 82.5 | XA423197 | SEMS | 9907527546 | BOTH | RELIANCE
| C.M. FOR FRIENDS SALT (SUSNER) |  |  | 5000 | 33KV | SOLAR | 2013-04-09 | 3 PH 4W | 3 PH 4W | 2013-09-04 | CHECK | MPC30731 | SEMS |  | 0.2S | 50A/5A | 33KV/110V | 1000 | 2013-09-04 | 2013-09-04 | 100A/5A | 0.2S | 33KV/110V | 0.2S |  | 2000 | XA453764 | SEMS | 7804991580 | BOTH | RELIANCE
12 | UJAAS CIRCUIT 132KV GRID DELCHI (M.M) | UJJAIN | O&M TARANA | 1000 | 33KV | SOLAR | 2013-05-16 | 3 PH 4W | 3 PH 4W | 2013-05-16 | MAIN | MPC53795 | SEMS | ABT | 0.2S | 25A/5A | 33KV/110V | 1000 | 2013-05-16 | 2013-05-16 | 25A/5A | 0.2S | 33KV/110V | 0.2S | 4485.15 | 1000 | MPM03457 | SEMS | 7587593853 | BOTH | RELIANCE
| C.M. FOR PEARL GREEN MAKDON | UJJAIN | O&M TARANA | 1000 | 33KV | SOLAR | 2013-05-16 | 3 PH 4W | 3 PH 4W | 2013-05-16 | CHECK | MPC53796 | SEMS | ABT | 0.2S | 25A/5A | 33KV/110V | 1000 | 2013-05-16 | 2013-05-16 | 25A/5A | 0.2S | 33KV/110V | 0.2S |  | 1000 | XA471110 | SEMS | 7803003573 | BOTH | RELIANCE
13 | CIRCUIT 132KV GRID MAKDONE (M.M) | UJJAIN | O&M TARANA | 1000 | 33KV | SOLAR | 2013-05-16 | 3 PH 4W | 3 PH 4W | 2013-05-16 | MAIN | MPC53797 | SEMS | ABT | 0.2S | 25A/5A | 33KV/110V | 1000 | 2013-05-16 | 2013-05-16 | 25A/5A | 0.2S | 33KV/110V | 0.2S | 3946.3 | 1000 | XA471127 | SEMS | 7803003571 | BOTH | BSNL
| C.M. FOR BANCO CONS. UJN | UJJAIN | O&M TARANA | 1000 | 33KV | SOLAR | 2013-05-16 | 3 PH 4W | 3 PH 4W | 2013-05-16 | CHECK | MPC53798 | SEMS | ABT | 0.2S | 25A/5A | 33KV/110V | 1000 | 2013-05-16 | 2013-05-16 | 25A/5A | 0.2S | 33KV/110V | 0.2S |  | 1000 | XA4711271 | SEMS | 8989370553 | BOTH | BSNL
14 | CIRCUIT 132KV GRID MAKDONE (M.M) | UJJAIN | O&M TARANA | 1000 | 33KV | SOLAR | 2013-05-16 | 3 PH 4W | 3 PH 4W | 2013-05-16 | MAIN | MPC53799 | SEMS | ABT | 0.2S | 25A/5A | 33KV/110V | 1000 | 2013-05-16 | 2013-05-16 | 25A/5A | 0.2S | 33KV/110V | 0.2S | 4419.26 | 1000 | MPM09890 | SEMS | 7804876834 | BOTH | RELIANCE
| C.M. FOR BANSAL & CO. UJN | UJJAIN | O&M TARANA | 1000 | 33KV | SOLAR | 2013-05-16 | 3 PH 4W | 3 PH 4W | 2013-05-16 | CHECK | MPC53800 | SEMS | ABT | 0.2S | 25A/5A | 33KV/110V | 1000 | 2013-05-16 | 2013-05-16 | 25A/5A | 0.2S | 33KV/110V | 0.2S |  | 1000 | MPM01427 | SEMS | 7803013345 | BOTH | RELIANCE
15 | CIRCUIT 132KV GRID SUSNER (M.M) | SHAJAPUR | O&M SUSNER | 5MW | 33KV | SOLAR | 2013-08-08 | 3 PH 4W | 3 PH 4W | 2013-08-08 | MAIN | MPC56202 | SEMS | ABT | 0.2S | 100A/5A | 33KV/110V | 1000 | 2013-08-08 | 2013-08-08 | 100A/5A | 0.2S | 33KV/110V | 0.2S | 20580 | 1000 | XA463212 | SEMS | 7803819783 | BOTH | RELIANCE
| C.M. FOR M/S BHADRESH TRADING CO. BIDPIPLIYA | SHAJAPUR | O&M SUSNER | 5MW | 33KV | SOLAR | 2013-08-08 | 3 PH 4W | 3 PH 4W | 2013-08-08 | CHECK | MPC56203 | SEMS | ABT | 0.2S | 100A/5A | 33KV/110V | 1000 | 2013-08-08 | 2013-08-08 | 100A/5A | 0.2S | 33KV/110V | 0.2S |  | 1000 | XA463211 | SEMS | 7803045120 | BOTH | RELIANCE
16 | 132KV GRID RATANGARH (M.M) | NEEEMUCH | JAWAD | 12 | 33 KV | SOLAR | 2013-09-26 | 3PH 4W | 3PH 4W | 2013-09-26 | MAIN | MPC58252 | SEMS | ABT | 0.2S | 300A/5A | 33KV/110V | 1000 | 2013-09-26 | 2013-09-26 | 300A/5A | 0.2S | 33KV/110V | 0.2S | 50858.7 | 1000 | XA464139 | SEMS | 7879291857 | BOTH | RELIANCE
| C.M. OF M/S WELSPUN SOLAR M.P. P.LTD.1 ST | NEEEMUCH | JAWAD | - | 33 KV | SOLAR | 2013-09-26 | 3PH 4W | 3PH 4W | 2013-09-26 | CHECK | MPC58254 | SEMS | ABT | 0.2S | 300A/5A | 33KV/110V | 1000 | 2013-09-26 | 2013-09-26 | 300A/5A | 0.2S | 33KV/110V | 0.2S |  | 1000 | XA467074 | SEMS | 7828284318 | BOTH | RELIANCE
17 | 132KV GRID RATANGARH (M.M) | NEEEMUCH | JAWAD | 13 | 33 KV | SOLAR | 2013-09-26 | 3PH 4W | 3PH 4W | 2013-09-26 | MAIN | MPC58253 | SEMS | ABT | 0.2S | 300A/5A | 33KV/110V | 1000 | 2013-09-26 | 2013-09-26 | 300A/5A | 0.2S | 33KV/110V | 0.2S | 55870.7 | 1000 | XA467075 | SEMS | 7803861847 | BOTH | RELIANCE
| C.M. OF M/S WELSPUN SOLAR M.P. P.LTD.2ND | NEEEMUCH | JAWAD | - | 33 KV | SOLAR | 2013-09-26 | 3PH 4W | 3PH 4W | 2013-09-26 | CHECK | MPC58255 | SEMS | ABT | 0.2S | 300A/5A | 33KV/110V | 1000 | 2013-09-26 | 2013-09-26 | 300A/5A | 0.2S | 33KV/110V | 0.2S |  | 1000 | XA464140 | SEMS | 7828024437 | BOTH | RELIANCE
18 | 132KV GRID SUSNER (M.M) | SHAJAPUR | AGAR | - | 33KV | SOLAR | 2013-09-29 | 3PH 4W | 3PH 4W | 2013-09-29 | MAIN | MPC56253 | SEMS | ABT | 0.2S | 25A/5A | 33KV/110V | 1000 | 2013-09-26 | 2013-09-29 | 25A/5A | 0.2S | 33KV/110V | 0.2S | 3875.75 | 1000 | XA464087 | SEMS | 8103884771 | BOTH | RELIANCE
| C.M. OF M/S NEEL PROPERTIES | SHAJAPUR | AGAR | - | 33 KV | SOLAR | 2013-09-29 | 3PH 4W | 3PH 4W | 2013-09-29 | CHECK | MPC56252 | SEMS | ABT | 0.2S | 25A/5A | 33KV/110V | 1000 | 2013-09-29 | 2013-09-29 | 25A/5A | 0.2S | 33KV/110V | 0.2S |  | 1000 | XA464088 | SEMS | 7879134201 | BOTH | RELIANCE
19 | 132KV GRID BAROD (M.M) | SHAJAPUR | AGAR | 1.25MW | 33 KV | SOLAR | 2013-09-30 | 3PH 4W | 3PH 4W | 2013-09-30 | MAIN | MPC59588 | SEMS | ABT | 0.2S | 25A/5A | 33KV/110V | 1000 | 2013-09-30 | 30/09/13 | 25A/5A | 0.2S | 33KV/110V | 0.2S | 2546925 | 1000 | XA456992 | SEMS | 7879311072 | BOTH | RELIANCE
| C.M. OF M/S RANJANBEN P. CHOVITA | SHAJAPUR | AGAR | - | 33 KV | SOLAR | 2013-09-30 | 3PH 4W | 3PH 4W | 2013-09-30 | CHECK | MPC59589 | SEMS | ABT | 0.2S | 25A/5A | 33KV/110V | 1000 | 2013-09-30 | 30/09/13 | 25A/5A | 0.2S | 33KV/110V | 0.2S |  | 1000 | XA456990 | SEMS | 9098491210 | BOTH | RELIANCE
20 | M&B 132KV GRID BAROD (M.M) | SHAJAPUR | AGAR | 0.63MW | 33 KV | SOLAR | 2013-09-30 | 3PH 4W | 3PH 4W | 2013-09-30 | MAIN | MPC59579 | SEMS | ABT | 0.2S | 125A/5A | 33KV/110V | 1000 | 2013-09-30 | 30/09/13 | 25A/5A | 0.2S | 33KV/110V | 0.2S | 24166020 | 200 | XA456984 | SEMS | 8103315753 | BOTH | RELIANCE
| C.M. OF M/S AVON CYCLES | SHAJAPUR | AGAR | - | 33 KV | SOLAR | 2013-09-30 | 3PH 4W | 3PH 4W | 2013-09-30 | CHECK | MPC59590 | SEMS | ABT | 0.2S | 25A/5A | 33KV/110V | 1000 | 2013-09-30 | 30/09/13 | 25A/5A | 0.2S | 33KV/110V | 0.2S |  | 1000 | XA456989 | SEMS | 8234056773 | BOTH | RELIANCE
21 | M&B 132KV GRID BAROD (M.M) | SHAJAPUR | AGAR | 5MW | 33 KV | SOLAR | 2013-09-30 | 3PH 4W | 3PH 4W | 2013-09-30 | MAIN | MPC53559 | SEMS | ABT | 0.2S | 100A/5A | 33KV/110V | 1000 | 2013-09-30 | 30/09/13 | 100A/5A | 0.2S | 33KV/110V | 0.2S | 20759.4 | 1000 | XA456988 | SEMS | 9098716311 | BOTH | BSNL
| C.M. OF M/S M&B S-2 | SHAJAPUR | AGAR | - | 33 KV | SOLAR | 2013-09-30 | 3PH 4W | 3PH 4W | 2013-09-30 | CHECK | MPC59481 | SEMS | ABT | 0.2S | 25A/5A | 33KV/110V | 1000 | 2013-09-30 | 30/09/13 | 100A/5A | 0.2S | 33KV/110V | 0.2S |  | 4000 | XA456993 | SEMS | 8989379302 | BOTH | BSNL
22 | CIRCUIT 132KV GRID SUSNER (M.M) | SHAJAPUR | AGAR | 0.630MW | 33 KV | SOLAR | 2013-09-30 | 3PH 4W | 3PH 4W | 2013-09-30 | MAIN | MPC59587 | SEMS | ABT | 0.2S | 25A/5A | 33KV/110V | 1000 | 2013-09-30 | 30/09/13 | 25A/5A | 0.2S | 33KV/110V | 0.2S | 2355920 | 1000 | XA474516 | SEMS | 7803068051 | BOTH | BSNL
| C.M. OF M/S GTC POWER LTD | SHAJAPUR | AGAR | - | 33 KV | SOLAR | 2013-09-30 | 3PH 4W | 3PH 4W | 2013-09-30 | CHECK | MPC59598 | SEMS | ABT | 0.2S | 25A/5A | 33KV/110V | 1000 | 2013-09-30 | 30/09/13 | 25A/5A | 0.2S | 33KV/110V | 0.2S |  | 1000 | XA474523 | SEMS | 7725028504 | BOTH | BSNL
23 | CIRCUIT 33KV GRID AGAR (M.M) | SHAJAPUR | AGAR | 0.630MW | 33 KV | SOLAR | 2013-09-30 | 3PH 4W | 3PH 4W | 2013-09-30 | MAIN | MPC58676 | SEMS | ABT | 0.2S | 25A/5A | 33KV/110V | 1000 | 2013-09-30 | 30/09/13 | 25A/5A | 0.2S | 33KV/110V | 0.2S | 2347845 | 1000 | XA467017 | SEMS | 9770369682 | BOTH | RELIANCE
| C.M. OF M/S SAN POWER SOLAR LLP ROZANI | SHAJAPUR | AGAR | - | 33 KV | SOLAR | 2013-09-30 | 3PH 4W | 3PH 4W | 2013-09-30 | CHECK | MPC58688 | SEMS | ABT | 0.2S | 25A/5A | 33KV/110V | 1000 | 2013-09-30 | 30/09/13 | 25A/5A | 0.2S | 33KV/110V | 0.2S |  | 1000 | XA471151 | SEMS | 9827584264 | BOTH | RELIANCE
24 | CIRCUIT 33KV GRID AGAR (M.M) | SHAJAPUR | AGAR | 0.50MW | 33 KV | SOLAR | 2013-09-30 | 3PH 4W | 3PH 4W | 2013-09-30 | MAIN | MPC58692 | SEMS | ABT | 0.2S | 25A/5A | 33KV/110V | 1000 | 2013-09-30 | 30/09/13 | 25A/5A | 0.2S | 33KV/110V | 0.2S | 1981360 | 1000 | XA456937 | SEMS | 8305613570 | BOTH | RELIANCE
| C.M. OF M/S SURYA SHAKTI ENTERPREISES ROZANI | SHAJAPUR | AGAR | - | 33 KV | SOLAR | 2013-09-30 | 3PH 4W | 3PH 4W | 2013-09-30 | CHECK | MPC58691 | SEMS | ABT | 0.2S | 25A/5A | 33KV/110V | 1000 | 2013-09-30 | 30/09/13 | 25A/5A | 0.2S | 33KV/110V | 0.2S |  | 1000 | XA471235 | SEMS | 8817180204 | BOTH | RELIANCE
25 | CIRCUIT 33KV GRID AGAR (M.M) | - | - | - | - | - | 2014-10-30 | - | 3PH 4W | 2014-10-30 | MAIN | XB564502 | SEMS | ABT | 0.2S | 25A/5A | 33KV/110V | 1000 | 2014-10-30 | 2013-09-30 | 25/5A | 0.2S | 33KV/110V | 0.2S | 1325990 | 1000 | XA439971 | SEMS | 8103676471 | BOTH | RELIANCE
| C.M. OF M/S INDRA VIDHYA POWER ROZANI | SHAJAPUR | AGAR | - | 33 KV | SOLAR | 2013-09-30 | 3PH 4W | 3PH 4W | 2013-09-30 | CHECK | MPC58679 | SEMS | ABT | 0.2S | 25A/5A | 33KV/110V | 1000 | 2013-09-30 | 30/09/13 | 25A/5A | 0.2S | 33KV/110V | 0.2S |  | 1000 | XA440047 | SEMS | 9098858192 | BOTH | RELIANCE
26 | CIRCUIT 33KV GRID AGAR (M.M) | SHAJAPUR | AGAR | 1.25MW | 33 KV | SOLAR | 2013-09-30 | 3PH 4W | 3PH 4W | 2013-09-30 | MAIN | MPC58684 | SEMS | ABT | 0.2S | 25A/5A | 33KV/110V | 1000 | 2013-09-30 | 30/09/13 | 25A/5A | 0.2S | 33KV/110V | 0.2S | 4656455 | 1000 | XA471142 | SEMS | 9827767603 | BOTH | RELIANCE
| C.M. OF M/S I.P.F. VIKRAM INDIA LTD ROZANI | SHAJAPUR | AGAR | - | 33 KV | SOLAR | 2013-09-30 | 3PH 4W | 3PH 4W | 2013-09-30 | CHECK | MPC58683 | SEMS | ABT | 0.2S | 25A/5A | 33KV/110V | 1000 | 2013-09-30 | 30/09/13 | 25A/5A | 0.2S | 33KV/110V | 0.2S |  | 1000 | XA471138 | SEMS | 7879552386 | BOTH | RELIANCE
ABT
27 | CIRCUIT 33KV GRID AGAR (M.M) | SHAJAPUR | AGAR | 0.630MW | 33 KV | SOLAR | 2013-09-30 | 3PH 4W | 3PH 4W | 2013-09-30 | MAIN | MPC58685 | SEMS | ABT | 0.2S | 25A/5A | 33KV/110V | 1000 | 2013-09-30 | 30/09/13 | 25A/5A | 0.2S | 33KV/110V | 0.2S | 2416820 | 1000 | XA471144 | SEMS | 7828554578 | BOTH | RELIANCE
| C.M. OF M/S FLOW DEVICE SYSTEM ROZANI | SHAJAPUR | AGAR | - | 33 KV | SOLAR | 2013-09-30 | 3PH 4W | 3PH 4W | 2013-09-30 | CHECK | MPC58686 | SEMS | ABT | 0.2S | 25A/5A | 33KV/110V | 1000 | 2013-09-30 | 30/09/13 | 25A/5A | 0.2S | 33KV/110V | 0.2S |  | 1000 | XA471133 | SEMS | 8305721938 | BOTH | RELIANCE
28 | M&B 33KV GRID AGAR (M.M) | SHAJAPUR | AGAR | 0.630MW | 33 KV | SOLAR | 2013-09-30 | 3PH 4W | 3PH 4W | 2013-09-30 | MAIN | MPC58678 | SEMS | ABT | 0.2S | 25A/5A | 33KV/110V | 1000 | 2013-09-30 | 30/09/13 | 25A/5A | 0.2S | 33KV/110V | 0.2S | 2399440 | 1000 | XA471134 | SEMS | 9098258479 | BOTH | RELIANCE
| C.M. OF M/S SHARMA INDUSTRIES ROZANI | 53473 | AGAR | - | 33 KV | SOLAR | 2013-09-30 | 3PH 4W | 3PH 4W | 2013-09-30 | CHECK | MPC58675 | SEMS | ABT | 0.2S | 25A/5A | 33KV/110V | 1000 | 2013-09-30 | 30/09/13 | 25A/5A | 0.2S | 33KV/110V | 0.2S |  | 1000 | XA471139 | SEMS | 8927165295 | BOTH | RELIANCE
29 | 132KV GRID SUSNER (M.M) | SHAJAPUR | AGAR | 6.630MW | 33 KV | SOLAR | 2013-09-30 | 3PH 4W | 3PH 4W | 2013-09-30 | MAIN | MPC59617 | SEMS | ABT | 0.2S | 125A/5A | 33KV/110V | 1000 | 2013-09-30 | 30/09/13 | 125A/5A | 0.2S | 33KV/110V | 0.2S | 24484820 | 1000 | XA484511 | SEMS | 7724843401 | BOTH | RELIANCE
| C.M. OF M/S KRBL LTD. | SHAJAPUR | AGAR | - | 33 KV | SOLAR | 2013-09-30 | 3PH 4W | 3PH 4W | 2013-09-30 | CHECK | MPC59597 | SEMS | ABT | 0.2S | 25A/5A | 33KV/110V | 5000 | 2013-09-30 | 30/09/13 | 125A/5A | 0.2S | 33KV/110V | 0.2S |  | 1000 | XA484513 | SEMS | 7725071710 | BOTH | RELIANCE
30 | 132KV GRID SUSNER (M.M) | SHAJAPUR | AGAR | 1.25MW | 33 KV | SOLAR | 2013-09-30 | 3PH 4W | 3PH 4W | 2013-09-30 | MAIN | MPC59562 | SEMS | ABT | 0.2S | 25A/5A | 33KV/110V | 1000 | 2013-09-30 | 30/09/13 | 25A/5A | 0.2S | 33KV/110V | 0.2S | 4753460 | 1000 | XA474813 | SEMS | 7879408220 | BOTH | RELIANCE
| C.M. OF M/S ANKIT GEMS | SHAJAPUR | AGAR | - | 33 KV | SOLAR | 2013-09-30 | 3PH 4W | 3PH 4W | 2013-09-30 | CHECK | MPC59563 | SEMS | ABT | 0.2S | 25A/5A | 33KV/110V | 1000 | 2013-09-30 | 30/09/13 | 25A/5A | 0.2S | 33KV/110V | 0.2S |  | 1000 | XA471145 | SEMS | 9691959742 | BOTH | RELIANCE
31 | 132KV GRID SUSNER (M.M) | SHAJAPUR | AGAR | 0.630MW | 33 KV | SOLAR | 2013-09-30 | 3PH 4W | 3PH 4W | 2013-09-30 | MAIN | MPC59599 | SEMS | ABT | 0.2S | 25A/5A | 33KV/110V | 1000 | 2013-09-30 | 30/09/13 | 25A/5A | 0.2S | 33KV/110V | 0.2S | 2334745 | 1000 | XA456988 | SEMS | 7879681901 | BOTH | RELIANCE
| C.M. OF M/S NEEVYA SOLAR LLP | SHAJAPUR | AGAR | - | 33 KV | SOLAR | 2013-09-30 | 3PH 4W | 3PH 4W | 2013-09-30 | CHECK | MPC59600 | SEMS | ABT | 0.2S | 25A/5A | 33KV/110V | 1000 | 2013-09-30 | 30/09/13 | 25A/5A | 0.2S | 33KV/110V | 0.2S |  | 1000 | XA471238 | SEMS | 9770566058 | BOTH | RELIANCE
32 | M&B 33KV GRID AGAR (M.M) | SHAJAPUR | AGAR | 1MW | 33 KV | SOLAR | 2013-09-30 | 3PH 4W | 3PH 4W | 2013-09-30 | MAIN | MPC58682 | SEMS | ABT | 0.2S | 25A/5A | 33KV/110V | 1000 | 2013-09-30 | 30/09/13 | 25A/5A | 0.2S | 33KV/110V | 0.2S | 3891720 | 1000 | XA471149 | SEMS | 7724977202 | BOTH | RELIANCE
| C.M. OF M/S GUJRAT APOLLO ROZANI | SHAJAPUR | AGAR | - | 33 KV | SOLAR | 2013-09-30 | 3PH 4W | 3PH 4W | 2013-09-30 | CHECK | MPC58680 | SEMS | ABT | 0.2S | 25A/5A | 33KV/110V | 1000 | 2013-09-30 | 30/09/13 | 25A/5A | 0.2S | 33KV/110V | 0.2S |  | 1000 | XA471150 | SEMS | 8817433348 | BOTH | RELIANCE
33 | M&B 33KV GRID AGAR (M.M) | SHAJAPUR | AGAR | 5MW | 33 KV | SOLAR | 2013-09-30 | 3PH 4W | 3PH 4W | 2013-09-30 | MAIN | MPC58718 | SEMS | ABT | 0.2S | 100A/5A | 33KV/110V | 1000 | 2013-09-30 | 30/09/13 | 125A/5A | 0.2S | 33KV/110V | 0.2S | 15071380 | 1250 | XA471140 | SEMS | 8251892060 | BOTH | RELIANCE
| C.M. OF M/S DEEPAK SPINEER ROZANI | SHAJAPUR | AGAR | - | 33 KV | SOLAR | 2013-09-30 | 3PH 4W | 3PH 4W | 2013-09-30 | CHECK | MPC58717 | SEMS | ABT | 0.2S | 100A/5A | 33KV/110V | 1000 | 2013-09-30 | 30/09/13 | 125A/5A | 0.2S | 33KV/110V | 0.2S |  | 1250 | XA471135 | SEMS | 8817725854 | BOTH | RELIANCE
34 | M&B 33KV GRID AGAR (M.M) | SHAJAPUR | AGAR | 2.5MW | 33 KV | SOLAR | 2013-09-30 | 3PH 4W | 3PH 4W | 2013-09-30 | MAIN | MPC58716 | SEMS | ABT | 0.2S | 50A/5A | 33KV/110V | 1000 | 2013-09-30 | 30/09/13 | 50A/5A | 0.2S | 33KV/110V | 0.2S | 8378750 | 1000 | XA471148 | SEMS | 8234962154 | BOTH | RELIANCE
| C.M. OF M/S HINDUSTAN PLATINUM ROZANI | SHAJAPUR | AGAR | - | 33 KV | SOLAR | 2013-09-30 | 3PH 4W | 3PH 4W | 2013-09-30 | CHECK | MPC58715 | SEMS | ABT | 0.2S | 50A/5A | 33KV/110V | 1000 | 2013-09-30 | 30/09/13 | 100A/5A | 0.2S | 33KV/110V | 0.2S |  | 2000 | XA471145 | SEMS | 8236951605 | BOTH | RELIANCE
35 | M&B 33KV GRID AGAR (M.M) | SHAJAPUR | AGAR | 2MW | 33 KV | SOLAR | 2013-09-30 | 3PH 4W | 3PH 4W | 2013-09-30 | MAIN | MPC59576 | SEMS | ABT | 0.2S | 50A/5A | 33KV/110V | 1000 | 2013-09-30 | 30/09/13 | 50A/5A | 0.2S | 33KV/110V | 0.2S | 7581310 | 1000 | XA471147 | SEMS | 8305255193 | BOTH | RELIANCE
| C.M. OF M/S SHREE BALAJI IND. ROZANI | SHAJAPUR | AGAR | - | 33 KV | SOLAR | 2013-09-30 | 3PH 4W | 3PH 4W | 2013-09-30 | CHECK | MPC58690 | SEMS | ABT | 0.2S | 25A/5A | 33KV/110V | 1000 | 2013-09-30 | 30/09/13 | 50A/5A | 0.2S | 33KV/110V | 0.2S |  | 2000 | XA471132 | SEMS | 8251916348 | BOTH | RELIANCE
36 | M&B 33KV GRID BAROD (M.M) | SHAJAPUR | AGAR | 7MW | 33 KV | SOLAR | 2013-12-26 | 3 PH 4W | 3 PH 4W | 2013-12-26 | MAIN | MPC53562 | SEMS | ABT | 0.2S | 125A/5A | 33KV/110V | 1000 | 2013-12-26 | 2013-12-26 | 125A/5A | 0.2S | 33KV/110V | 0.2S | 25141.4 | 1000 | XA456991 | SEMS | 9691557537 | BOTH | RELIANCE
| C.M. OF M/S M&B S3 SOLAR DHABLA SONDHIYA | SHAJAPUR | AGAR | 7MW | 33 KV | SOLAR | 2013-12-26 | 3 PH 4W | 3 PH 4W | 2013-12-26 | CHECK | MPC53561 | SEMS | ABT | 0.2S | 125A/5A | 33KV/110V | 1000 | 2013-12-26 | 2013-12-26 | 125A/5A | 0.2S | 33KV/110V | 0.2S |  | 1000 | XA456982 | SEMS | 9770552395 | BOTH | RELIANCE
37 | CIRCUIT 132KV GRID MAKDONE (M.M) |  | TARANA | 1.5MW | 33KV | SOLAR | 2013-12-30 | 3 PH 4W | 3 PH 4W | 2013-12-30 | MAIN | MPC60536 | SEMS | ABT | 0.2S | 30A/5A | 33KV/110V | 1000 | 2013-12-30 | 30/12/13 | 30A/5A | 0.2S | 33KV/110V | 0.2S | 5976860 | 1000 | XA471146 | SEMS | 8989393701 | BOTH | BSNL
| C.M. OF M/S PORWAL AUTO COMPONENTS MAKDONE | UJJAIN | TARANA | 1.5MW | 33KV | SOLAR | 2013-12-30 | 3 PH 4W | 3 PH 4W | 2013-12-30 | CHECK | MPC60535 | SEMS | ABT | 0.2S | 30A/5A | 33KV/110V | 1000 | 2013-12-30 | 30/12/13 | 30A/5A | 0.2S | 33KV/110V | 0.2S |  | 1000 | XA471153 | SEMS | 8989393700 | BOTH | BSNL
38 | M&B 33KV GRID AGAR (M.M) |  | AGAR | 1.25 MW | 33 KV | SOLAR | 2014-02-19 | 3 PH 4W | 3 PH 4W | 2014-02-19 | MAIN | MPC58687 | SEMS | ABT | 0.2S | 25A/5A | 33KV/110V | 1000 | 2014-02-19 | 2014-02-17 | 25A/5A | 0.2S | 33KV/110V | 0.2S | 4026940 | 1000 | XA456983 | SEMS | 9770861293 | BOTH | BSNL
| DO | - | - | - | - | - | 2014-10-08 | 3 PH 4W | - | 2014-10-08 | CHECK | MPC58681 | SEMS | ABT | 0.2S | 25A/5A | 33KV/110V | - | - | 2014-02-19 | 25A/5A | 0.2S | 33KV/110V | 0.2S |  | 1000 | MPM00679 | SEMS | 7828029235 | BOTH | BSNL
39 | CIRCUIT 132KV GRID MAKDONE (M.M) | UJJAIN | O&M TARANA | 1000 | 33 KV | SOLAR | 2013-12-13 | 3PH 4W | 3PH 4W | 2013-12-13 | MAIN | MPC58770 | SEMS | ABT | 0.2S | 25A/5A | 33 KV/110V | 1000 | 2013-12-13 | 2013-12-13 | 25A/5A | 0.2S | 33 KV/110V | 0.2S | 368106 | 1000 | MPM00481 | SEMS | 8989393676 | BOTH | BSNL
| C.M. OF M/S SAI SABURI URJA AT 33KV KADODIYA | UJJAIN | O&M TARANA | 1000 | 33 KV | SOLAR | 2013-12-13 | 3PH 4W | 3PH 4W | 2013-12-13 | CHECK | MPC58771 | SEMS | ABT | 0.2S | 25A/5A | 33 KV/110V | 1000 | 2013-12-13 | 2013-12-13 | 25A/5A | 0.2S | 33 KV/110V | 0.2S |  | 1000 | MPM03352 | SEMS | 8989393697 | BOTH | BSNL
40 | CIRCUIT 132KV GRID MAKDONE (M.M) | UJJAIN | TARANA | 1.25MW | 33K | SOLAR | 2014-03-12 | 3PH 4W | 3PH 4W | 2014-03-12 | MAIN | XA474855 | SEMS | ABT | 0.2S | 30A/5A | 33KV/110V | 1000 | 2014-03-12 | 2014-12-03 | 30A/5A | 0.2S | 33KV/110V | 0.2S | 4627840 | 1000 | XA478655 | SEMS | 8989393692 | BOTH | BSNL
| C.M. OF M/S AGROMET INDIA | UJJAIN | TARANA |  | 33K | SOLAR | 2014-03-12 | 3PH 4W | 3PH 4W | 2014-03-12 | CHECK | XA474854 | SEMS | ABT | 0.2S | 30A/5A | 33KV/110V | 1000 | 2014-03-12 | 2014-12-03 | 30A/5A | 0.2S | 33KV/110V | 0.2S |  | 1000 | XA478658 | SEMS | 8989393693 | BOTH | BSNL
41 | CIRCUIT 132KV GRID MAKDONE (M.M) | UJAIN | O&M TARANA | 3MW | 33KV | SOLAR | 2014-03-30 | 3PH 4W | 3PH 4W | 2014-03-30 | MAIN | MPC62880 | SEMS | ABT | 0.2S | 50A/5A | 33KV/110V | 1000 | 2014-03-30 | 30/03/14 | 50A/5A | 0.2S | 33KV/110V | 0.2S | 9456600 | 1000 | XA478656 | SEMS | 8989393685 | BOTH | BSNL
| C.M. OF M/S EASTMEN INTERNATIONAL MAKDONE SOLAR | UJAIN | O&M TARANA |  | 33KV | SOLAR | 2014-03-30 | 3PH 4W | 3PH 4W | 2014-03-30 | CHECK | MPC62882 | SEMS | ABT | 0.2S | 50A/5A | 33KV/110V | 1000 | 2014-03-30 | 30/03/14 | 50A/5A | 0.2S | 33KV/110V | 0.2S |  | 1000 | XA478653 | SEMS | 8989385112 | BOTH | BSNL
42 | CIRCUIT 132KV GRID MAKDONE (M.M) | UJAIN | O&M TARANA | 2MW | 33KV | SOLAR | 2014-03-30 | 3PH 4W | 3PH 4W | 2014-03-30 | MAIN | MPC62881 | SEMS | ABT | 0.2S | 50A/5A | 33KV/110V | 1000 | 2014-03-30 | 30/03/14 | 50A/5A | 0.2S | 33KV/110V | 0.2S | 6179380 | 1000 | XA478674 | SEMS | 8989385107 | BOTH | BSNL
| C.M. OF M/S HUE GREEN ENERGY SOLAR | UJAIN | O&M TARANA |  | 33KV | SOLAR | 2014-03-30 | 3PH 4W | 3PH 4W | 2014-03-30 | CHECK | MPC62878 | SEMS | ABT | 0.2S | 50A/5A | 33KV/110V | 1000 | 2014-03-30 | 30/03/14 | 50A/5A | 0.2S | 33KV/110V | 0.2S |  | 1000 | XA478676 | SEMS | 8989385396 | BOTH | BSNL
43 | CIRCUIT 132KV GRID MAKDONE (M.M) | UJAIN | O&M TARANA | 2.4MW | 33KV | SOLAR | 2014-03-30 | 3PH 4W | 3PH 4W | 2014-03-30 | MAIN | MPC62879 | SEMS | ABT | 0.2S | 50A/5A | 33KV/110V | 1000 | 2014-03-30 | 30/03/14 | 50A/5A | 0.2S | 33KV/110V | 0.2S | 696280 | 1000 | XA478673 | SEMS | 8989385110 | BOTH | BSNL
| C.M. OF M/S BANCO INFRASTRUCTURE SOLAR | UJAIN | O&M TARANA |  | 33KV | SOLAR | 2014-03-30 | 3PH 4W | 3PH 4W | 2014-03-30 | CHECK | MPC62877 | SEMS | ABT | 0.2S | 50A/5A | 33KV/110V | 1000 | 2014-03-30 | 30/03/14 | 50A/5A | 0.2S | 33KV/110V | 0.2S |  | 1000 | XA478675 | SEMS | 8989385108 | BOTH | BSNL
44 | M&B 33KV GRID AGAR (M.M) | SHAJA. | O&M AGAR | 1.25MW | 33KV | SOLAR | 31/03/14 | 3PH 4W | 3PH 4W | 31/03/14 | MAIN | MPC59560 | SEMS | ABT | 0.2S | 25A/5A | 33KV/110V | 1000 | 31/03/14 | 31/03/14 | 25A/5A | 0.2S | 33KV/110V | 0.2S | 37254400 | 1000 | XA451884 | SEMS | 8234094070 | BOTH | BSNL
| C.M. OF M/S DHAR AUTOMATIVE P.LTD ROJHANI SOLAR | SHAJA. | O&M AGAR | - | 33KV | SOLAR | 31/03/14 | 3PH 4W | 3PH 4W | 31/03/14 | CHECK | MPC59561 | SEMS | ABT | 0.2S | 25A/5A | 33KV/110V | 1000 | 31/03/14 | 31/03/14 | 25A/5A | 0.2S | 33KV/110V | 0.2S |  | 1000 | XA471132 | SEMS | 8234034108 | BOTH | BSNL
45 | 132KV GRID SUSNER (M.M) | SHAJA. | O&M AGAR | 2.5MW | 33KV | SOLAR | 31/03/14 | 3PH 4W | 3PH 4W | 31/03/14 | MAIN | MPC53487 | SEMS | ABT | 0.2S | 25A/5A | 33KV/110V | 1000 | 31/03/14 | 31/03/14 | 50A/5A | 0.2S | 33KV/110V | 0.2S | 3714.8 | 2000 | XA456999 | SEMS | 7723866493 | BOTH | BSNL
| C.M. OF M/S OSWAL SALT & CHE.INDUS. JAMUNIYA SOLAR | SHAJA. | O&M AGAR | - | 33KV | SOLAR | 31/03/14 | 3PH 4W | 3PH 4W | 31/03/14 | CHECK | MPC53469 | SEMS | ABT | 0.2S | 25A/5A | 33KV/110V | 1000 | 31/03/14 | 31/03/14 | 50A/5A | 0.2S | 33KV/110V | 0.2S |  | 2000 | XA471150 | SEMS | 8305407915 | BOTH | BSNL
46 | 132KV GRID SUSNER (M.M) | SHAJA. | O&M AGAR | 1.25MW | 33KV | SOLAR | 31/03/14 | 3PH 4W | 3PH 4W | 31/03/14 | MAIN | MPC53488 | SEMS | ABT | 0.2S | 25A/5A | 33KV/110V | 1000 | 31/03/14 | 31/03/14 | 25A/5A | 0.2S | 33KV/110V | 0.2S | 3622.33 | 1000 | XA471155 | SEMS | 9691960435 | BOTH | RELIANCE
| C.M. OF M/S DHARAMPAL PREMCHAND LTD JAMUNIYA | SHAJA. | O&M AGAR | - | 33KV | SOLAR | 31/03/14 | 3PH 4W | 3PH 4W | 31/03/14 | CHECK | MPC53495 | SEMS | ABT | 0.2S | 25A/5A | 33KV/110V | 1000 | 31/03/14 | 31/03/14 | 25A/5A | 0.2S | 33KV/110V | 0.2S |  | 1000 | XA471149 | SEMS | 7828668842 | BOTH | RELIANCE
47 | M&B 33KV GRID AGAR (M.M) | SHAJAPUR | AGAR | 5.6 MW | 33KV | SOLAR | 2014-03-31 | 3PH 4W | 3PH 4W | 2014-03-31 | MAIN | MPC59578 | SEMS | ABT | 0.2S | 125A/5A | 33 KV/110V | 1000 | 2014-03-31 | 31/03/14 | 100A/5A | 0.2S | 33KV/110V | 0.2S | 19249980 | 800 | XA457027 | SEMS | 7879451233 | BOTH | RELIANCE
| C.M. OF M/S KRBL LTD ROJHANI | SHAJAPUR | AGAR |  | 33KV | SOLAR | 2014-03-31 | 3PH 4W | 3PH 4W | 2014-03-31 | CHECK | MPC59618 | SEMS | ABT | 0.2S | 125A/5A | 33 KV/110V | 1000 | 2014-03-31 | 31/03/14 | 100A/5A | 0.2S | 33KV/110V | 0.2S |  | 800 | XA471148 | SEMS | 8305743391 | BOTH | RELIANCE
48 | M&B 33KV GRID AGAR (M.M) | SHAJAPUR | AGAR | 0.63 MW | 33KV | SOLAR | 2014-03-31 | 3PH 4W | 3PH 4W | 2014-03-31 | MAIN | MPC53479 | SEMS | ABT | 0.2S | 25A/5A | 33 KV/110V | 1000 | 2014-03-31 | 31/03/14 | 25A/5A | 0.2S | 33KV/110V | 0.2S | 1884.16 | 1000 | XA457033 | SEMS | 8817312252 | BOTH | RELIANCE
| M/S S.K.P.BEARING INDUSTRIES CHECK ROJHANI | SHAJAPUR | AGAR |  | 33KV | SOLAR | 2014-03-31 | 3PH 4W | 3PH 4W | 2014-03-31 | CHECK | MPC59592 | SEMS | ABT | 0.2S | 25A/5A | 33 KV/110V | 1000 | 2014-03-31 | 31/03/14 | 25A/5A | 0.2S | 33KV/110V | 0.2S |  | 1000 | XA471138 | SEMS | 9907341463 | BOTH | RELIANCE
49 | M&B 33KV GRID AGAR (M.M) | SHAJAPUR | AGAR | 0.63 MW | 33KV | SOLAR | 2014-03-31 | 3PH 4W | 3PH 4W | 2014-03-31 | MAIN | MPC59564 | SEMS | ABT | 0.2S | 25A/5A | 33 KV/110V | 1000 | 2014-03-31 | 31/03/14 | 25A/5A | 0.2S | 33KV/110V | 0.2S | 1940410 | 1000 | XA471142 | SEMS | 8305406810 | BOTH | RELIANCE
| M/S SEATTEL POWER SOLUTION CHECK ROJHANI | SHAJAPUR | AGAR |  | 33KV | SOLAR | 2014-03-31 | 3PH 4W | 3PH 4W | 2014-03-31 | CHECK | MPC59565 | SEMS | ABT | 0.2S | 25A/5A | 33 KV/110V | 1000 | 2014-03-31 | 31/03/14 | 25A/5A | 0.2S | 33KV/110V | 0.2S |  | 1000 | XA471135 | SEMS | 8103399769 | BOTH | RELIANCE
50 | M&B 33KV GRID AGAR (M.M) | SHAJAPUR | AGAR | 2 MW | 33KV | SOLAR | 2014-03-31 | 3PH 4W | 3PH 4W | 2014-03-31 | MAIN | MPC59577 | SEMS | ABT | 0.2S | 50A/5A | 33 KV/110V | 1000 | 2014-03-31 | 31/03/14 | 50A/5A | 0.2S | 33KV/110V | 0.2S | 5698850 | 1000 | XA471134 | SEMS | 7828635433 | BOTH | RELIANCE
| M/S KANDLA AGRO & CHEMICAL CHECK ROJHANI | SHAJAPUR | AGAR |  | 33KV | SOLAR | 2014-03-31 | 3PH 4W | 3PH 4W | 2014-03-31 | CHECK | MPC59591 | SEMS | ABT | 0.2S | 25A/5A | 33 KV/110V | 1000 | 2014-03-31 | 31/03/14 | 50A/5A | 0.2S | 33KV/110V | 0.2S |  | 2000 | XA456984 | SEMS | 7805894464 | BOTH | RELIANCE
51 | M&B 33KV GRID AGAR (M.M) | SHAJAPUR | AGAR | 0.63 MW | 33KV | SOLAR | 2014-03-31 | 3PH 4W | 3PH 4W | 2014-03-31 | MAIN | MPC59594 | SEMS | ABT | 0.2S | 25A/5A | 33 KV/110V | 1000 | 2014-03-31 | 31/03/14 | 25A/5A | 0.2S | 33KV/110V | 0.2S | 1849915 | 1000 | XA471139 | SEMS | 7725027335 | BOTH | BSNL
| M/S J.K. MINERALS CHECK ROJHANI | SHAJAPUR | AGAR |  | 33KV | SOLAR | 2014-03-31 | 3PH 4W | 3PH 4W | 2014-03-31 | CHECK | MPC59593 | SEMS | ABT | 0.2S | 25A/5A | 33 KV/110V | 1000 | 2014-03-31 | 31/03/14 | 25A/5A | 0.2S | 33KV/110V | 0.2S |  | 1000 | XA471147 | SEMS | 8234905831 | BOTH | BSNL
52 | M&B 33KV GRID AGAR (M.M) | SHAJAPUR | AGAR | 1 MW | 33KV | SOLAR | 2014-03-31 | 3PH 4W | 3PH 4W | 2014-03-31 | MAIN | MPC53490 | SEMS | ABT | 0.2S | 25A/5A | 33 KV/110V | 1000 | 2014-03-31 | 31/03/14 | 25A/5A | 0.2S | 33KV/110V | 0.2S | 3015.51 | 1000 | XA471141 | SEMS | 9907906610 | BOTH | BSNL
| M/S SHRIJI POLYMERS INDIA CHECK ROJHANI | SHAJAPUR | AGAR |  | 33KV | SOLAR | 2014-03-31 | 3PH 4W | 3PH 4W | 2014-03-31 | CHECK | MPC58677 | SEMS | ABT | 0.2S | 25A/5A | 33 KV/110V | 1000 | 2014-03-31 | 31/03/14 | 25A/5A | 0.2S | 33KV/110V | 0.2S |  | 1000 | XA471238 | SEMS | 8817797204 | BOTH | BSNL
53 | M&B 33KV GRID AGAR (M.M) | SHAJAPUR | AGAR | 2MW | 33KV | SOLAR | 30/09/14 | 3PH 4W | 3PH 4W | 30/09/14 | MAIN | XB564493 | SEMS | ABT | 0.2S | 50A/5A | 33KV/110V | 1000 | 30/09/14 | 30/09/14 | 50A/5A | 0.2S | 33KV/110V | 0.2S | 4491670 | 1000 | XA484713 | SEMS | 8989327054 | BOTH | BSNL
| C.M. OF M/S SHRIJI POLYMERS UNIT 2ND ROJHANI | SHAJAPUR | AGAR | - | 33KV | SOLAR | 30/09/14 | 3PH 4W | 3PH 4W | 30/09/14 | CHECK | XB564492 | SEMS | ABT | 0.2S | 50A/5A | 33KV/110V | 1000 | 30/09/14 | 30/09/14 | 50A/5A | 0.2S | 33KV/110V | 0.2S |  | 1000 | XA484721 | SEMS | 8234816489 | BOTH | BSNL
54 | 132KV GRID SUSNER (M.M) | SHAJAPUR | AGAR | 1MW | 33KV | SOLAR | 2014-07-10 | 3PH 4W | 3PH 4W | 2014-07-10 | MAIN | XB564512 | SEMS | ABT | 0.2S | 25A/5A | 33KV/110V | 1000 | 2014-07-10 | 2014-07-10 | 25A/5A | 0.2S | 33KV/110V | 0.2S | 852835 | 1000 | XB569730 | SEMS | 8989385402 | BOTH | BSNL
| M/S HAET ENERGIES VILL.BIDPIPLIYA SUSNER | SHAJAPUR | AGAR | - | 33KV | SOLAR | 2014-07-10 | 3PH 4W | 3PH 4W | 2014-07-10 | CHECK | XB564513 | SEMS | ABT | 0.2S | 25A/5A | 33KV/110V | 1000 | 2014-07-10 | 2014-07-10 | 25A/5A | 0.2S | 33KV/110V | 0.2S |  | 1000 | XB569728 | SEMS | 8989385436 | BOTH | BSNL
55 | CIRCUIT 132KV GRID MAKDONE (M.M) | UJJAIN | TARANA | 10MW | 33KV | SOLAR | 30/12/14 | 3PH 4W | 3PH 4W | 30/12/14 | MAIN | XB581186 | SEMS | ABT | 0.2S | 250A/5A | 33KV/110V | 1000 | 30/12/14 | 30/12/14 | 250A/5A | 0.2S | 33KV/110V | 0.2S | 21618850 | 1000 | XB583908 | SEMS | 8989379293 | BOTH | BSNL
| C.M.OF M/S FINN SURYA ENERGY P.LTD.MAKDONE | UJJAIN | TARANA | - | 33KV | SOLAR | 30/12/14 | 3PH 4W | 3PH 4W | 30/12/14 | CHECK | XB570697 | SEMS | ABT | 0.2S | 250A/5A | 33KV/110V | 1000 | 30/12/14 | 30/12/14 | 250A/5A | 0.2S | 33KV/110V | 0.2S |  | 1000 | XB569728 | SEMS | 8989385397 | BOTH | BSNL
56 | CIRCUIT 132KV GRID MAKDONE (M.M) | UJJAIN | TARANA | 1 | 33KV | SOLAR | 30/03/15 | 3PH 4W | 3PH 4W | 30/03/15 | MAIN | XB564507 | SEMS | ABT | 0.2S | 20A/5A | 33KV/110V | 1000 | 30/03/15 | 30/03/15 | 20A/5A | 0.2S | 33KV/110V | 0.2S | 1456545 | 1000 | XA496057 | SEMS | 8989396715 | BOTH | BSNL
| C.M. OF M/S MANASH POWER & INFRA KARODIYA | UJJAIN | TARANA |  | 33KV | SOLAR | 30/03/15 | 3PH 4W | 3PH 4W | 30/03/15 | CHECK | XB564506 | SEMS | ABT | 0.2S | 20A/5A | 33KV/110V | 1000 | 30/03/15 | 30/03/15 | 20A/5A | 0.2S | 33KV/110V | 0.2S |  | 1000 | XA496143 | SEMS | 8989396716 | BOTH | BSNL
57 | CIRCUIT 132KV GRID MAKDONE (M.M) | SHAJAPUR | AGAR | 0.6 | 33KV | SOLAR | 30/03/15 | 3PH 4W | 3PH 4W | 30/03/15 | MAIN | XB579540 | SEMS | ABT | 0.2S | 25A/5A | 33KV/110V | 1000 | 30/03/15 | 30/03/15 | 25A/5A | 0.2S | 33KV/110V | 0.2S | 883990 | 1000 | XA496068 | SEMS | 7067210911 | BOTH | BSNL
| C.M. OF M/S ADITYA MARINE LTD SUSNER | SHAJAPUR | AGAR |  | 33KV | SOLAR | 30/03/15 | 3PH 4W | 3PH 4W | 30/03/15 | CHECK | XB571650 | SEMS | ABT | 0.2S | 25A/5A | 33KV/110V | 1000 | 30/03/15 | 30/03/15 | 25A/5A | 0.2S | 33KV/110V | 0.2S |  | 1000 | XA484709 | SEMS | 9907362579 | BOTH | BSNL
58 | CIRCUIT 132KV GRID AGAR (M.M) | SHAJAPUR | AGAR | 0.2 | 33KV | SOLAR | 30/03/15 | 3PH 4W | 3PH 4W | 30/03/15 | MAIN | XB564494 | SEMS | ABT | 0.2S | 10A/5A | 33KV/110V | 1000 | 30/03/15 | 30/03/15 | 10A/5A | 0.2S | 33KV/110V | 0.2S | 254318 | 1000 | XA496055 | SEMS | 8817014605 | BOTH | RELIANCE
| C.M. OF M/S ANAND LODHA LTD ROZANI | SHAJAPUR | AGAR |  | 33KV | SOLAR | 30/03/15 | 3PH 4W | 3PH 4W | 30/03/15 | CHECK | XB564495 | SEMS | ABT | 0.2S | 10A/5A | 33KV/110V | 1000 | 30/03/15 | 30/03/15 | 10A/5A | 0.2S | 33KV/110V | 0.2S |  | 1000 | XA471139 | SEMS | 7067470341 | BOTH | RELIANCE
59 | 132KV GRID SUSNER (M.M) | SHAJAPUR | AGAR | 1 | 33KV | SOLAR | 30/03/15 | 3PH 4W | 3PH 4W | 30/03/15 | MAIN | XB579539 | SEMS | ABT | 0.2S | 25A/5A | 33KV/110V | 1000 | 30/03/15 | 30/03/15 | 25A/5A | 0.2S | 33KV/110V | 0.2S | 1370945 | 1000 | XA484722 | SEMS | 8236868197 | BOTH | RELIANCE
| C.M. OF M/S GUJRAT AMBUJA EXPORT SUSNER | SHAJAPUR | AGAR |  | 33KV | SOLAR | 30/03/15 | 3PH 4W | 3PH 4W | 30/03/15 | CHECK | XB579538 | SEMS | ABT | 0.2S | 25A/5A | 33KV/110V | 1000 | 30/03/15 | 30/03/15 | 25A/5A | 0.2S | 33KV/110V | 0.2S |  | 1000 | XA496147 | SEMS | 8236099267 | BOTH | RELIANCE
60 | 132KV GRID SUSNER (M.M) | SHAJAPUR | AGAR | 0.5 | 33KV | SOLAR | 30/03/15 | 3PH 4W | 3PH 4W | 30/03/15 | MAIN | XA474862 | SEMS | ABT | 0.2S | 25A/5A | 33KV/110V | 1000 | 30/03/15 | 30/03/15 | 25A/5A | 0.2S | 33KV/110V | 0.2S | 673440 | 1000 | XA484751 | SEMS | 7067849611 | BOTH | RELIANCE
| C.M. OF M/S VIJAY DHERAJLAL GANDHI SUSNER | SHAJAPUR | AGAR |  | 33KV | SOLAR | 30/03/15 | 3PH 4W | 3PH 4W | 30/03/15 | CHECK | XB579541 | SEMS | ABT | 0.2S | 25A/5A | 33KV/110V | 1000 | 30/03/15 | 30/03/15 | 25A/5A | 0.2S | 33KV/110V | 0.2S |  | 1000 | XA496066 | SEMS | 7067927104 | BOTH | RELIANCE
61 | 132KV GRID BERCHA (M.M) | SHAJAPUR | SHAJAPUR | 1.25 | 33KV | SOLAR | 31/03/15 | 3PH 4W | 3PH 4W | 31/03/15 | MAIN | XA474951 | SEMS | ABT | 0.2S | 50A/5A | 33KV/110V | 1000 | 31/03/15 | 31/03/15 | 25A/5A | 0.2S | 33KV/110V | 0.2S | 3350120 | 500 | XA496051 | SEMS | 8305845389 | BOTH | RELIANCE
| C.M. OF M/S ATUL SHARMA LTD RANTHBHAWAR | SHAJAPUR | SHAJAPUR |  | 33KV | SOLAR | 31/03/15 | 3PH 4W | 3PH 4W | 31/03/15 | CHECK | MPC58689 | SEMS |  | 0.2S | 25A/5A | 33KV/110V | 1000 | 31/03/15 | 31/03/15 | 25A/5A | 0.2S | 33KV/110V | 0.2S |  | 1000 | XA471141 | SEMS | 7879358102 | BOTH | RELIANCE
62 | 132KV GRID ALOTE (M.M) | RATLAM | A LOT | 25 | 33KV | SOLAR | 30/03/15 | 3PH 4W | 3PH 4W | 30/03/15 | MAIN | XC502298 | SEMS | ABT | 0.2S | 300A/5A | 33KV/110V | 1000 | 30/03/15 | 30/03/15 | 300A/5A | 0.2S | 33KV/110V | 0.2S | 19504000 | 1000 | XA471221 | SEMS | 8989396710 | BOTH | BSNL
| C.M. OF M/S CLEAN SOLAR FEEDER 1ST | RATLAM | A LOT |  | 33KV | SOLAR | 30/03/15 | 3PH 4W | 3PH 4W | 30/03/15 | CHECK | XC502299 | SEMS | ABT | 0.2S | 300A/5A | 33KV/110V | 1000 | 30/03/15 | 30/03/15 | 300A/5A | 0.2S | 33KV/110V | 0.2S |  | 1000 | XA471220 | SEMS | 8989396692 | BOTH | BSNL
63 | 132KV GRID ALOTE (M.M) | RATLAM | A LOT | 25 | 33KV | SOLAR | 30/03/15 | 3PH 4W | 3PH 4W | 30/03/15 | MAIN | XC502300 | SEMS | ABT | 0.2S | 300A/5A | 33KV/110V | 1000 | 30/03/15 | 30/03/15 | 300A/5A | 0.2S | 33KV/110V | 0.2S | 19591000 | 1000 | XA471224 | SEMS | 8989396713 | BOTH | BSNL
| C.M. OF M/S CLEAN SOLAR FEEDER 1ST | RATLAM | A LOT |  | 33KV | SOLAR | 30/03/15 | 3PH 4W | 3PH 4W | 30/03/15 | CHECK | XC502301 | SEMS | ABT | 0.2S | 300A/5A | 33KV/110V | 1000 | 30/03/15 | 30/03/15 | 300A/5A |  | 33KV/110V |  |  | 1000 | XA471223 | SEMS | 8989396714 |  | BSNL
64 | 132KV GRID SUSNER (M.M) | SHAJAPUR | O&M AGAR | 10 | 33KV | SOLAR | 2015-09-06 | 3PH 4W | 3PH 4W | 2015-09-06 | MAIN | XB593639 | SEMS | ABT | 0.2S | 200/5A | 33KV/110V | 1000 | 2015-09-06 | 2015-09-06 | 200/5A | 0.2S | 33KV/110V | 0.2S | 9236450 | 1000 | XC505819 | SEMS | 8989396694 | BOTH | BSNL
| C.M. BHADRESH TRADING | SHAJAPUR | O&M AGAR |  | 33KV | SOLAR | 2015-09-06 | 3PH 4W | 3PH 4W | 2015-09-06 | CHECK | XB593638 | SEMS | ABT | 0.2S | 200/5A | 33KV/110V | 1000 | 2015-09-06 | 2015-09-06 | 200/5A | 0.2S | 33KV/110V | 0.2S |  | 1000 | XC505849 | SEMS | 8989396413 | BOTH | BSNL
65 | 132KV GRID RATANGARH (M.M) | NEEMUCH | O/M NEEMUCH | 12.5 | 33KV | SOLAR | 2015-09-14 | 3PH 4W | 3PH 4W | 2015-09-14 | MAIN | MPC72366 | SEMS | ABT | 0.2S | 300/5A | 33KV/110V |  |  | 2015-09-14 | 300/5A | 0.2S | 33KV/110V | 0.2S | 7318300 | 1000 | XC544914 | SEMS | 8989396720 | BOTH | BSNL
| C.M. DELIGENTIYA ENERGY PVT. LTD(I) | - | O/M NEEMUCH | 12.5 | 33KV | SOLAR | 2015-09-14 | 3PH 4W | 3PH 4W | 2015-09-14 | CHECK | MPC72368 | SEMS | ABT | 0.2S | 300/5A | 33KV/110V |  |  | 2015-09-14 | 300/5A | 0.2S | 33KV/110V | 0.2S |  | 1000 | XC544913 | SEMS | 8989396721 | BOTH | BSNL
66 | 132KV GRID RATANGARH (M.M) | NEEMUCH | O/M NEEMUCH | 12.5 | 33KV | SOLAR | 2015-09-14 | 3PH 4W | 3PH 4W | 2015-09-14 | MAIN | MPC72365 | SEMS | ABT | 0.2S | 300/5A | 33KV/110V |  |  | 2015-09-14 | 300/5A | 0.2S | 33KV/110V | 0.2S | 7565000 | 1000 | XC544916 | SEMS | 8989396723 | BOTH | BSNL
| C.M.DELIGENTIYA ENERGY PVT. LTD(II) | [9 empty] | CHECK | MPC72369 | SEMS | ABT | 0.2S | 300/5A | 33KV/110V |  |  | 2015-09-14 | 300/5A | 0.2S | 33KV/110V | 0.2S |  | 1000 | XC544915 | SEMS | 8989396724 | BOTH | BSNL
67 | 132KV GRID MAKDONE (M.M) | UJJAIN | TARANA | 0.63 | 33KV | SOLAR | 2015-09-30 | 3PH 4W | 3PH 4W | 2015-09-30 | MAIN | XC529823 | SEMS | ABT | 0.2S | 20/5A | 33KV/110V |  |  | 2015-09-30 | 20/5A | 0.2S | 33KV/110V | 0.2S | 258170 | 1000 | XC530740 | SEMS | 8989390357 | BOTH | BSNL
| C.M.SUN RAYS KAKODIYA | [9 empty] | CHECK | XC529821 | SEMS | ABT | 0.2S | 20/5A | 33KV/110V |  |  | 2015-09-30 | 20/5A | 0.2S | 33KV/110V | 0.2S |  | 1000 | XC530754 | SEMS | 8989385398 | BOTH | BSNL
68 | 132KV GRID MAKDONE (M.M) | UJJAIN | TARANA | 0.5 | 33KV | SOLAR | 2015-09-30 | 3PH 4W | 3PH 4W | 2015-09-30 | MAIN | XB593634 | SEMS | ABT | 0.2S | 20/5A | 33KV/110V |  |  | 2015-09-30 | 20/5A | 0.2S | 33KV/110V | 0.2S | 190165 | 1000 | XC530746 | SEMS | 8989396475 | BOTH | BSNL
| M/S PAHARIMATA COMMODITIES(C.M.) | - | TARANA | - | 33KV | SOLAR | 2015-09-30 | 3PH 4W | 3PH 4W | 2015-09-30 | CHECK | XC529820 | SEMS | ABT | 0.2S | 20/5A | 33KV/110V |  |  | 2015-09-30 | 20/5A | 0.2S | 33KV/110V | 0.2S |  | 1000 | XC530752 | SEMS | 8989311826 | BOTH | BSNL
69 | 132KV GRID MAKDONE (M.M) | UJJAIN | TARANA | 1 | 33KV | SOLAR | 2015-09-30 | 3PH 4W | 3PH 4W | 2015-09-30 | MAIN | XC529822 | SEMS | ABT | 0.2S | 20/5A | 33KV/110V |  |  | 2015-09-30 | 20/5A | 0.2S | 33KV/110V | 0.2S | 83970 | 1000 | XC530745 | SEMS | 8989390387 | BOTH | BSNL
| CICAGO COMMODITIES KADOTIYA(C.M.) | - | TARANA | - | 33KV | SOLAR | 2015-09-30 | 3PH 4W | 3PH 4W | 2015-09-30 | CHECK | XC529822 | SEMS | ABT | 0.2S | 20/5A | 33KV/110V |  |  | 2015-09-30 | 20/5A | 0.2S | 33KV/110V | 0.2S |  | 1000 | XC544962 | SEMS | 8989370562 | BOTH | BSNL
70 | 132KV GRID BERCHA (M.M) | O&M SHAJAPUR | SHAJAPUR | 2 | 33KV | SOLAR | 2015-09-30 | 3PH 4W | 3PH 4W | 2015-09-30 | MAIN | XB571660 | SEMS | ABT | 0.2S | 50/5A | 33KV/110V |  |  | 2015-09-30 | 50/5A | 0.2S | 33KV/110V | 0.2S | 989310 | 1000 | XB411015 | SEMS | 7828524523 | BOTH | BSNL
| M/S ADHYA RENEWABLE ENERGY(C.M.) | - | SHAJAPUR | - | 33KV | SOLAR | 2015-09-30 | 3PH 4W | 3PH 4W | 2015-09-30 | CHECK | XB571661 | SEMS | ABT | 0.2S | 50/5A | 33KV/110V |  |  | 2015-09-30 | 50/5A | 0.2S | 33KV/110V | 0.2S |  | 1000 | XB411016 | SEMS | 8236970708 | BOTH | BSNL
71 | 132KV GRID BERCHA (M.M) | O&M SHAJAPUR | SHAJAPUR | 0.63 | 33KV | SOLAR | 2015-09-30 | 3PH 4W | 3PH 4W | 2015-09-30 | MAIN | XC529814 | SEMS | ABT | 0.2S | 25/5A | 33KV/110V |  |  | 2015-09-30 | 15/5A | 0.2S | 33KV/110V | 0.2S | 539580 | 600 | XC530748 | SEMS | 8236970810 | BOTH | BSNL
| M/S HARSH RENEWABLE ENERGY(C.M.) | - | SHAJAPUR | - | 33KV | SOLAR | 2015-09-30 | 3PH 4W | 3PH 4W | 2015-09-30 | CHECK | XC529815 | SEMS | ABT | 0.2S | 25/5A | 33KV/110V |  |  | 2015-09-30 | 15/5A | 0.2S | 33KV/110V | 0.2S |  | 600 | XC530751 | SEMS | 8251015082 | BOTH | BSNL
72 | 132KV GRID MAKDONE (M.M) | UJJAIN | O&M TARANA | 5 | 33KV | SOLAR | 2015-10-21 | 3PH 4W | 3PH 4W | 2015-10-21 | MAIN | XC529808 | SEMS | ABT | 0.2S | 100A/5A | 33KV/110V |  |  | 2015-10-21 | 100A/5A | 0.2S | 33KV/110V | 0.2S | 1396800 | 1000 | XC530747 | SEMS | 8989390358 | BOTH | BSNL
| M/S HIMGIRI RENWABLE ENERGY (C.M.) | - | O&M TARANA | - | 33KV | SOLAR | 2015-10-21 | 3PH 4W | 3PH 4W | 2015-10-21 | CHECK | XC529809 | SEMS | ABT | 0.2S | 100A/5A | 33KV/110V |  |  | 2015-10-21 | 100A/5A | 0.2S | 33KV/110V | 0.2S |  | 1000 | XC530750 | SEMS | 8989327278 | BOTH | BSNL
73 | M/S FOCAL ENERGY SOLAR ONE INDIA PVT LTD | MANDSOR | [8 empty] | MAIN | XA110205
MANDSOR, MPPTCL
.
.

## ANNEXUREI(WIND)
DETAIL OF MAIN AND CHECK METERS INSTALLED AT POOLING STATION/GRID SUBSTATION(WIND) ANNEXUERE I
S.NO. | LOCATION OF INSTALATION(NAME OF POOLING STATION/GRID SUBSTATION) | CIRCLE | GRP. | C.D.IN KVA/MW |  | METER DETAILS | [5 empty] | DATE OF COMM. | EQUIPEMENT DETAIL |  |  |  | READING UNIT WH/KWH/MWH MONTH | M.F. | MODEM AND SIM DETAIL
[6 empty] | METER NO. | MAKE | ABT/NON ABT | ACC. CLASS | C.T. RATIO | P.T RATIO |  | C.T. DETAIL |  | P.T. DETAIL |  |  |  | MODEM
[13 empty] | RATIO | ACC. CLASS | RATIO | ACC. CLASS |  |  | Sr. no | Make | sim no./data no. | GPRS/GSM | SERVICE PROVIDER
1 | M/S DHAR AUTO.PVT.LTD.DEWAS, CONNECTED AT 220KV DEWAS S/S VIA 33KV FDR. | DEWAS | A | 230 | MAIN | MPC46431 | SEMS | ABT | 0.2S | 50A/5A | 33KV/110V | 2000-03-31 | 5A/5A | 0.2S | 33KV/110V | 0.2S | 10817.3 | 100 | MPP09862 | SEMS | 8989303314 | BOTH | BSNL
CHECK
2 | M/S ENERCON INDIA RATEDI NO. 1/ CONNECTED AT 132KV CHAPDA | DEWAS | A | 8000 | MAIN | MPP09883 | SEMS | ABT | 0.2S | .-/5A | .-/110V | 2007-06-24 | 300A/5A | 0.2S | 33KV/110V | 0.2S | 3883.4 | 18000 | MPM03394 | SEMS | 8989336146 | BOTH | BSNL
[5 empty] | CHECK | MPE34433 | SEMS | ABT | 0.2S | 20A/5A | 33KV/110V | - | 300/5A | 0.2S | 33KV/110V | 0.2S |  | 15000 | MPM03314 | SEMS | 8989336124 | BOTH | BSNL
3 | M/S ENERCON INDIA LTD.DEWAS 220KV S/S DEWAS | DEWAS | A | 12000 | MAIN | XC502307 | SEMS | ABT | 0.2S | 300/5A | 33KV/110V | 2006-06-08 | 300A/5A | 0.2S | 33KV/110V | 0.2S |  | 1000 | XC552586 | SEMS | 8989336809 | BOTH | BSNL
CHECK
4 | M/S ENERCON INDIA LTD.RATEDI 2 ND/CONNECTED AT 132KV CHAPDA S/S VIA 33KV FDR | DEWAS | A | 15200 | MAIN | MPP09926 | SEMS | ABT | 0.2S | .-/5A | .-/110V | 2008-02-18 | 300A/5A | 0.2S | 33KV/110V | 0.2S | 2910.72 | 18000 | MPP09926 | SEMS | 8989336193 | BOTH | BSNL
| M/S ENERCON INDIA LTD.RATEDI 2 ND/CONNECTED AT 132KV CHAPDA S/S VIA 33KV FDR |  |  |  | CHECK | MPE34159 | SEMS |  | 0.5S | .-/5A | 33KV/110V | 2009-08-03 | 300/5A | 0.5S | 33KV/110V | 0.5S |  | 60000 | MPM0124 | SEMS | 8989336123 | BOTH | BSNL
5 | M/S GOATZE FINANCIAL DWS/CONNECTED AT 220KV DEWAS S/S VIA 33KV FDR | DEWAS | A | 6000 | MAIN | MPC44350 | SEMS | ABT | 0.2S | 100A/5A | 400KV/110V | 1998-09-30 | 100A/5A | 0.2S | 33KV/110V | 0.2S | 342090 | 82.5 | MPM3615 | SEMS | 8989336794 | BOTH | BSNL
CHECK
6 | M/S KALANI INDUSTRIES DWS/ CONNECTED AT 220KV DEWAS S/S VIA 33KV FDR | DEWAS | B | 2000 | MAIN | MPP09890 | SECURE | ABT | 0.2S | .-/5A | .-/110V | 1998-04-24 | 50A/5A | 0.2S | 33KV/110V | 0.2S | 2611.84 | 3000 | MPM03617 | SEMS | 8989336796 | BOTH | BSNL
CHECK
7 | M/S M.P.WIND FM."A"HILL DEWAS/ CONNECTED AT 220KV BNP VIA 33KV FDR | DEWAS | A | 5000 | MAIN | MPP09881 | SEMS | ABT | 0.2S | .-/5A | .-/110V |  | 200A/5A | 0.2S | 33KV/110V | 0.2S | 606.65 | 12000 | MPP09861 | SEMS | 8989330361 | BOTH | BSNL
CHECK
8 | M/S M.P.WIND FM."C"HILL DEWAS/ CONNECTED AT 220KV BNP VIA 33KV FDR | DEWAS | A | 5000 | MAIN | MPP09908 | SEMS | ABT | 0.2S | -/5A | -/110V | 1998-03-31 | 100A/5A | 0.2S | 33KV/110V | 0.2S | 246.27 | 6000 | MPM00738 | SEMS | 8989330390 | BOTH | BSNL
CHECK
9 | M/S M.P.WIND FM."D"HILL DEWAS/ CONNECTED AT 220KV BNP VIA 33KV FDR | DEWAS | A | 5000 | MAIN | MPP09907 | SEMS | ABT | 0.2S | -/5A | -/110V | 1996-03-29 | 100A/5A | 0.2S | 33KV/110V | 0.2S | 1087.88 | 6000 | MPM00668 | SEMS | 8989330391 | BOTH | BSNL
10 | M/S M.P.WIND FARM NAGDA HILL DWS/CONNECTED AT 220KV BHOPAL ROAD VIA 33KV FDR | DEWAS | A | 15000 | MAIN | MPP09921 | SEMS | ABT | 0.2S | .-/5A | .-/110V | 2007-03-30 | 300A/5A | 0.2S | 33KV/110V | 0.2S | 2972.64 | 18000 | MPM00190 | SEMS | 8989330292 | BOTH | BSNL
CHECK
11 | M/S SUZLON DEVE. PT.1 DEWAS(NAGDA HILL)/132kv s/s dewas | DEWAS | A | 15000 | MAIN | MPC55896 | SEMS | ABT | 0.2S | .-/5A | .-/110V | 2004-09-30 | 300A/5A | 0.2S | 33KV/110V | 0.2S | 2405.13 | 18000 | MPM03382 | SEMS | 8989336134 | BOTH | BSNL
CHECK
12 | M/S SUZLON DEVE. PT.2 DEWAS(NAGDA HILL)/132kv s/s dewas | DEWAS | A | 1800 | MAIN | XB541403 | SEMS | ABT | 0.2S | .-/5A | .-/110V | 2007-03-31 | 30A/5A | 0.2S | 33KV/110V | 0.2S | 1787.43 | 1800 | MPM03390 | SEMS | 8989336142 | BOTH | BSNL
CHECK
13 | M/S N.E.P.C. INDIA W.E.G. NO 2 JAORA/ 132KV JAORA | RATLAM | A | 750 | MAIN | MPE34428 | SEMS | NON ABT | 0.5 | 20A/5A | 33 KV/110V | 2006-03-02 | 20A/5A | 0.5 | 33 KV/110V | 0.5 | 5580.14 | 1000 | MPM02066 | SEMS | 8989336804 | BOTH | BSNL
CHECK
14 | M/S N.E.P.C. INDIA W.E.G. NO 3 JAORA/ 132KV JAORA | RATLAM | A | 750 | MAIN | MPE34427 | SEMS | NON ABT | 0.5 | 20A/5A | 33 KV/110V | 2006-03-02 | 20A/5A | 0.5 | 33 KV/110V | 0.5 | 2606.34 | 1000 | MPM02070 | SEMS | 8989336800 | BOTH | BSNL
CHECK
15 | M/S N.E.P.C. INDIA W.E.G. NO 4 JAORA/ 132KV JAORA | RATLAM | A | 750 | MAIN | MPE34425 | SEMS | NON ABT | 0.5 | 20A/5A | 33 KV/110V | 2006-02-28 | 20A/5A | 0.5 | 33 KV/110V | 0.5 | 4267.15 | 1000 | MPM02076 | SEMS | 8989336802 | BOTH | BSNL
CHECK
16 | M/S N.E.P.C. INDIA W.E.G. NO 5 JAORA/ 132KV JAORA | RATLAM | A | 750 | MAIN | XB593631 | SEMS | ABT | 0.2 | 20A/5A | 33KV/110V | 2006-02-27 | 20A/5A | 0.2 | 33 KV/110V | 0.2 | 288260 | 1000 | XC521470 | SEMS | 8989336805 | BOTH | BSNL
CHECK
17 | M/S N.E.P.C. INDIA W.E.G. NO 6 JAORA/ 132KV JAORA | RATLAM | A | 750 | MAIN | MPE34423 | SEMS | NON ABT | 0.5 | 20A/5A | 33 KV/110V | 2006-02-28 | 20A/5A | 0.5 | 33 KV/110V | 0.5 |  | 1000 | MPM02062 | SEMS | 8989336806 | BOTH | BSNL
CHECK
18 | M/S N.E.P.C. INDIA W.E.G. NO 7 JAORA/ 132KV JAORA | RATLAM | A | 450 | MAIN | MPE34184 | SEMS | NON ABT | 0.5 | 5A/5A | 33KV/110V | 2006-03-11 | 10A/5A | 0.5 | 33KV/110V | 0.5 | 2224.84 | 2000 | MPM02063 | SEMS | 8989336807 | BOTH | BSNL
19 | M/S PIONEER WINCON SUJAPURA /CONNECTED AT 132KV JAORA VIA 33KV FDR | RATLAM | A | 4750 | MAIN | MPE57895 | SEMS | NON ABT | 0.5 | 10A/5A | 33KV/110V | 2007-05-02 | 100A/5A | 0.5 | 33KV/110V | 0.5 | 3385.18 | 10000 | MPM03398 | SEMS | 8989336150 | BOTH | BSNL
CHECK
20 | M/S SOUTHERN WIND FARM CONNECTED 132KV JAORA 33KV FDR | RATLAM | A | 6000 | MAIN | XB564498 | SEMS | ABT | 0.2 | 100A/5A | 33KV/110V | 2011-01-20 | 100A/5A | 0.2 | 33KV/110V | 0.2 | 8465560 | 1000 | MPP09985 | SEMS | 8989385891 | BOTH | BSNL
CHECK
21 | M/S SUZLON AT HARIYAKHEDA P.S. JAORA/132kv jaora 33kv fdr | RATLAM | A | 15200 | MAIN | MPC49089 | SEMS | ABT | 0.2S | 200A/5A | 33KV/110V | 2007-03-31 | 300A/5A | 0.2S | 33KV/110V | 0.2S | 43966 | 1500 | MPM02067 | SEMS | 8989336801 | BOTH | BSNL
| C.M. OF Suzlon hariyakheda jaora | RATLAM | A |  | CHECK | 3596431 | GENUS | NON ABT | 0.5 | 5A/5A | 3 * 63.5 V | 2011-09-13 | 300A/5A | 0.5 | 33KV/110V | 0.5 |  | 18000 |  | GENUS | 8989303388 | BOTH | BSNL
22 | M/S SUZLON INFRA. 3 PALSUDIA /connected at 132kv sailana s/s | RATLAM | B | 13000 | MAIN | MPC49086 | SEMS | ABT | 0.2S | 200A/5A | 33KV/110V | 2008-02-29 | 300A/5A | 0.2S | 33KV/110V | 0.2S | 34280.7 | 1500 | MPM03387 | SEMS | 8989336139 | BOTH | BSNL
| M/S SUZLON INFRA. 3 PALSUDIA /connected at 132kv sailana s/s | RATLAM | B |  | CHECK | 3596488 | GENUS | NON ABT | 0.5 | 5A/5A | 3 * 63.5 V | 2011-07-23 | 300A/5A | 0.5 | 33KV/110V | 0.5 |  | 18000 | 3596045 | GENUS | 8989379301 | BOTH | BSNL
23 | M/S SUZLON INFRA. 2 PALSUDIA /connected at 132kv sailana s/s | RATLAM | B | 13000 | MAIN | MPC49084 | SEMS | ABT | 0.2S | 200A/5A | 33KV/110V | 2008-03-29 | 300A/5A | 0.2S | 33KV/110V | 0.2S | 38208.4 | 1500 | MPM03393 | SEMS | 8989336145 | BOTH | BSNL
| M/S SUZLON INFRA. 2 PALSUDIA /connected at 132kv sailana s/s | RATLAM | B |  | CHECK | 3596373 | GENUS | NON ABT | 0.5 | 5A/5A | 3 * 63.5 V | 2011-07-23 | 300A/5A | 0.5 | 33KV/110V | 0.5 |  | 18000 | 3596043 | GENUS | 8989328949 | BOTH | BSNL
24 | M/S SUZLON INFRA. 1 PALSUDIA /connected at 132kv sailana s/s | RATLAM | B | 12600 | MAIN | MPC49087 | SEMS | ABT | 0.2S | 200A/5A | 33KV/110V | 2008-01-31 | 300A/5A | 0.2S | 33KV/110V | 0.2S | 54777.9 | 1500 | MPM03383 | SEMS | 8989328950 | BOTH | BSNL
| M/S SUZLON INFRA. 1 PALSUDIA /connected at 132kv sailana s/s | RATLAM | B |  | CHECK | 3596486 | GENUS | NON ABT | 0.5 | 5A/5A | 3 * 63.5 V | 2011-07-18 | 300A/5A | 0.5 | 33KV/110V | 0.5 |  | 18000 | 3596041 | GENUS | 8989328947 | BOTH | BSNL
25 | M/S SUZLON INFRA. MAHURIYA 1 /132KV SUSNER S/S | SHAJAPUR | A | 1500 | MAIN | MPC49083 | SEMS | ABT | 0.2S | 200A/5A | 33KV/110V | 2011-02-09 | 300A/5A | 0.2S | 33KV/110V | 0.2S | 50457.4 | 1500 | MPM03560 | SEMS | 8989328938 | BOTH | BSNL
CHECK
26 | M/S SUZLON INFRA. 2/132KV SUSNER S/S | SHAJAPUR | A | 10500 | MAIN | MPC49088 | SEMS | ABT | 0.2S | 200A/5A | 33KV/110V | 2011-03-28 | 300A/5A | 0.2S | 33KV/110V | 0.2S | 46795.9 | 1500 | MPM01143 | SEMS | 8989328938 | BOTH | BSNL
CHECK
27 | M/S SUZLON AT HARIYAKHEDA P.S. JAORA/132kv jaora 33kv fdr | RATLAM | A | 4200 | MAIN | MPC49082 | SEMS | ABT | 0.2S | 200A/5A | 33KV/110V | 2011-03-28 | 300A/5A | 0.2S | 33KV/110V | 0.2S | 18233.5 | 1500 | MPM03562 | SEMS | 8989396730 | BOTH | BSNL
CHECK
28 | M/S SUZLON INFRA 3/ AGAR 132KV S/S | SHAJAPUR | A | 18000 | MAIN | MPC12449 | SECURE | ABT | 0.2S | -/5A | 33KV/110V | 2011-06-19 | 300A/5A | 0.2S | 33KV/110V | 0.2S | 1592.62 | 60000 | MPM00241 | SEMS | 8989328959 | BOTH | BSNL
CHECK
29 | M/S SUZLON SEPARATE BILLING JAORA | RATLAM | A |  | MAIN | MPC55894 | SEMS | ABT | 0.5 | .-/5A | .-/110V | 2011-10-22 | 300A/5A | 0.2S | 33KV/110V | 0.2S | 1552.69 | 18000 | MPM01223 | SEMS | 8989328054 | BOTH | BSNL
CHECK
30 | M/S SUZLON INFRA Momthkheda II/CONNECTED AT 132KV JAORA S/S | Ratlam | A | 4X2.1 MVA | MAIN | MPC49085 | SEMS | ABT | 0.2S | 200A/5A | 33KV/110V | 2012-03-30 | 300A/5A | 0.2S | 33KV/110V | 0.2S | 26058.7 | 1500 | MPM01122 | SEMS | 8989370221 | BOTH | BSNL
CHECK
31 | M/S SUZLON INFRA Momthkheda I/CONNECTED AT 132KV JAORA S/S | Ratlam | A | 1X2.1 MVA | MAIN | MPC12452 | SEMS | ABT | 0.2S | -/5A | 33KV/110V | 2012-03-30 | 300A/5A | 0.2S | 33KV/110V | 0.2S | 1067.03 | 60000 | MPM00992 | SEMS | 8989370220 | BOTH | BSNL
CHECK
32 | M/S SUZLON INFRA BEHPUR/CONNECTED AT 132KV DALODA | MANDSAUR | A | 8X600 KVA | MAIN | MPC12456 | SEMS | ABT | 0.2S | -/5A | 33KV/110V | 2012-03-28 | 300A/5A | 0.2S | 33KV/110V | 0.2S | 845.59 | 60000 | MPP03612 | SEMS | 8989370219 | BOTH | BSNL
CHECK
33 | M/S SUZLON INFRA Mahuriya IV/ 132KV AGR S/S 33KV FDR | SHAJAPUR | A | - | MAIN | MPC12513 | SEMS | ABT | 0.2S | -/5A | 33KV/110V | 2012-02-18 | 300A/5A | 0.2S | 33KV/110V | 0.2S | 1342.06 | 60000 | MPM01123 | SEMS | 8989370236 | BOTH | BSNL
CHECK
34 | M/S SUZLON INFRA Mahuriya M/C 67/AT 132KV S/S 33KV FDR | SHAJAPUR | A | 1x1.5 MVA | MAIN | MPC12447 | SEMS | ABT | 0.2S | -/5A | 33KV/110V | 2012-02-18 | 40A/5A | 0.2S | 33KV/110V | 0.2S | 1209.84 | 8000 | MPP00665 | SEMS | 8989390386 | BOTH | BSNL
CHECK
35 | M/S ENERCON INDIA RATEDI 3 RD /CONNECTED AT 132KV CHAPDA |  | A |  | MAIN | MPU02768 | SEMS | ABT | 0.2S | 400A/1A | 33KV/110V | 2008-06-28 | 400A/1A | 0.2S | 132KV/110V | 0.2S | 128943 | 4000 | MPM00623 | SEMS | 8989370230 | BOTH | BSNL
| C.M. OF M/S ENERCON INDIA RATEDI 3 RD | DEWAS | A | 60000 | CHECK | MPE22033 | SEMS |  |  | 400A/1A | 132KV/110V | 2008-06-28 | 400/1A | 0.2S | 132KV/110V | 0.2S |  | 1000 | MPM03613 |  | 8989327036 | BOTH | BSNL
36 | M/S CHOKSI ENERGY JAORA/CONNECTED AT 33KV KALUKHEDA S/S | RATLAM | A | 12*750KW | MAIN | MPC49029 | SEMS | ABT | 0.2 | 300A/5A | 33KV/110V | 2012-09-29 | 300A/5A | 0.2S | 33KV/110V | 0.2S | 30024.8 | 1000 |  | SEMS | 8989370540 | BOTH | BSNL
| C.M. OF M/S CHOKSI ENERGY JAORA | RATLAM |  | 12*750KW | CHECK | MPC49028 | SEMS | ABT | 0.2 | 300A/5A | 33KV/110V | 2012-09-29 | 300A/5A | 0.2S | 33KV/110V | 0.2S |  | 1000 | XA439518 | SEMS | 8989370539 | BOTH | BSNL
37 | M/S SUZLON INFRA JAORA J0-10/CONNECTED AT 132KV JAORA S/S 33KV FDR | RATLAM | A |  | MAIN | MPC12458 | SEMS | ABT | 0.2S | .-/5A | 33KV/110V | 2013-04-13 | 10A/5A | 0.2S | 33KV/110V | 0.2S | 1310.25 | 2000 | SIL60098 | SEMS | 7828811979 | BOTH | BSNL
CHECK
38 | M/S SUZLON INFRA JAORA J0-12/CONNECTED AT 132KV JAORA S/S 33KV FDR | RATLAM | A |  | MAIN | MPC12457 | SEMS | ABT | 0.2S | .-/5A | 33KV/110V | 2013-04-13 | 10A/5A | 0.2S | 33KV/110V | 0.2S | 1288.84 | 2000 | SIL60096 | SEMS | 7828964239 | BOTH | BSNL
CHECK
39 | M/S SUZLON INFRA JAORA J0-19/CONNECTED AT 132KV JAORA S/S 33KV FDR | RATLAM | A |  | MAIN | MPC12450 | SEMS | ABT | 0.2S | .-/5A | 33KV/110V | 2013-04-13 | 10A/5A | 0.2S | 33KV/110V | 0.2S | 1411.62 | 2000 | MPP09871 | SEMS | 8989396037 | BOTH | BSNL
CHECK
40 | M/S WIND WORLD INDIA LTD CKT-2ND(MAIN)/AT 132KV AGARS/S 33KV FDR | SHAJAPUR | A | 19*800KW` | MAIN | MPB03235 | SEMS | ABT | 0.2S | 300A/5A | 33KV/110V | 2014-03-27 | 300A/5A | 0.2S | 33KV/110V | 0.2S | 39087 | 1000 | XA453747 | SEMS | 8989393686 | BOTH | BSNL
| M/S WIND WORLD INDIA LTD CKT-2ND(MAIN)/AT 132KV AGARS/S 33KV FDR | SHAJAPUR | A |  | CHECK | MPU02583 | SEMS | ABT | 0.2S | 300A/5A | 33KV/110V | 2014-03-27 | 300A/5A | 0.2S | 33KV/110V | 0.2S |  | 1000 | MPM00729 | SEMS | 8989379303 | BOTH | BSNL
41 | M/S WIND WORLD INDIA LTD CKT-3RD(MAIN)/CONN. 132KV S/S AGAR | SHAJAPUR | A | 9*800KW | MAIN | MPB03233 | SEMS | ABT | 0.2S | 300A/5A | 33KV/110V | 2014-03-27 | 300A/5A | 0.2S | 33KV/110V | 0.2S | 35336.5 | 1000 | XA471912 | SEMS | 8989393687 | BOTH | BSNL
| M/S WIND WORLD INDIA LTD CKT-3RD(MAIN)/CONN. 132KV S/S AGAR | SHAJAPUR | A |  | CHECK | XA474850 | SEMS | ABT | 0.2S | 300A/5A | 33KV/110V | 2014-03-27 | 300A/5A | 0.2S | 33KV/110V | 0.2S |  | 1000 | MPP09887 | SEMS | 8989385867 | BOTH | BSNL
A
42 | M/S SUZLON WINDFARM MAHURIYA 5/CONNECTED AT 132KV SUSNER S/S | SHAJAPUR | A | 15MW | MAIN | MPC12453 | SEMS | ABT | 0.2S | .-/5A | 33KV/110V | 2014-04-02 | 300A/5A | 0.2S | 33KV/110V | 0.2S | 765.5 | 60000 | SIL60102 | SEMS | 8989385113 | BOTH | BSNL
| M/S SUZLON WINDFARM MAHURIYA 5/CONNECTED AT 132KV SUSNER S/S | SHAJAPUR |  |  | CHECK | MPC12514 | SEMS | ABT | 0.2S | .-/5A | 33KV/110V | 2014-04-02 | 300A/5A | 0.2S | 33KV/110V | 0.2S |  | 60000 |  | SEMS | 8989385114 | BOTH | BSNL
A
43 | M/S SUZLON WINDFARM MAHURIYA 2/CONNECTED AT 132KV SUSNER S/S | MANDSAUR | A | 2*1.5WM | MAIN | MPC12448 | SEMS | ABT | 0.2S | .-/5A | 33KV/110V | 2014-06-23 | 300A/5A | 0.2S | 33KV/110V | 0.2S | 476.98 | 60000 | SIL60101 | SEMS | 8989335125 | BOTH | BSNL
| M/S SUZLON WINDFARM MAHURIYA 2/CONNECTED AT 132KV SUSNER S/S | MANDSAUR | A | 2*1.5WM | CHECK | MPC12455 | SEMS | ABT | 0.2S | .-/5A | 33KV/110V | 2014-06-23 | 300A/5A | 0.2S | 33KV/110V | 0.2S |  | 60000 | MPM10112 | SEMS | 8989385861 | BOTH | BSNL
44 | M/S EXTOL WIND LTD KALUKHEDA/CONNECTED AT 33KV S/S KALUHEDA | RATLAM | A | 1MW | MAIN | MPC44641 | SEMS | ABT | 0.2S | 100A/5A | 33KV/110V | 2014-07-11 | 100A/5A | 0.2S | 33KV/110V | 0.2S | 57.2 | 1000 | MPM00125 | SEMS | 8989385873 | BOTH | BSNL
| M/S EXTOL WIND LTD KALUKHEDA/CONNECTED AT 33KV S/S KALUHEDA | RATLAM | A | 1MW | CHECK | XB541492 | SEMS | ABT | 0.2S | 100A/5A | 33KV/110V | 2014-07-11 | 100A/5A | 0.2S | 33KV/110V | 0.2S |  | 1000 | MPM00145 | SEMS | 8989385874 | BOTH | BSNL
45 | M/S PIONEER WINCOM JAORA NO-2/CONNECTED AT 132KV JAORA S/S VIA 33KV | RATLAM | A | 2*750KW | MAIN | XB571632 | SEMS | ABT | 0.2S | 30A/5A | 33KV/110V | 2014-10-09 | 30A/5A | 0.2S | 33KV/110V | 0.2S | 2455655 | 1000 | MPP09982 | SEMS | 8989379252 | BOTH | BSNL
| M/S PIONEER WINCOM JAORA NO-2/CONNECTED AT 132KV JAORA S/S VIA 33KV | RATLAM | A | - | CHECK | XB571633 | SEMS | ABT | 0.2S | 30A/5A | 33KV/110V | 2014-10-09 | 30A/5A | 0.2S | 33KV/110V | 0.2S |  | 1000 | MPP09984 | SEMS | 8989379249 | BOTH | BSNL
| S/B M/S PIONEER WINCOM JAORA NO-2 | RATLAM | A | - |  | XB571634 | SEMS | ABT | 0.2S | 30A/5A | 33KV/110V |  | 30A/5A | 0.2S | 33KV/110V | 0.2S |  | 1000
46 | M/S WIND WORLD INDIA LTD. CKT. 4TH/CONNECETD 132KV SUSNER | SHAJAPUR | A | 7*800MW | MAIN | XA474846 | SEMS | ABT | 0.2S | 300A/5A | 33KV/110V | 2014-09-30 | 300A/5A | 0.2S | 33KV/110V | 0.2S | 18677550 | 1000 | XA478667 | SEMS | 9691605239 | BOTH | BSNL
| M/S WIND WORLD INDIA LTD. CKT. 4TH/CONNECETD 132KV SUSNER | SHAJAPUR | A | - | CHECK | XA474847 | SEMS | ABT | 0.2S | 300A/5A | 33KV/110V | 2014-09-30 | 300A/5A | 0.2S | 33KV/110V | 0.2S |  | 1000 | MPP10022 | SEMS | 8989385857 | BOTH | BSNL
A
47 | M/S SUZLON ENERGY LTD SANDLA FDR- 1ST (M)/CONNECTED AT 132KV KHACHRODE S/S | RATLAM | A | 2.1*7 | MAIN | XB579646 | SEMS | ABT | 0.2S | .-/5A | .-/110V | 2015-02-26 | 300A/5A | 0.2S | 33KV/110V | 0.2S | 1469.13 | 18000 | SIL60922 | SEMS | 8989390395 | BOTH | BSNL
| M/S SUZLON ENERGY LTD SANDLA FDR- 1ST (M)/CONNECTED AT 132KV KHACHRODE S/S | RATLAM | A |  | CHECK | XB579647 | SEMS | ABT | 0.2S | .-/5A | .-/110V | 2015-02-26 | 300A/5A | 0.2S | 33KV/110V | 0.2S |  | 18000 | SIL60909 | SEMS | 8989390396 | BOTH | BSNL
48 | M/S SUZLON ENERGY LTD SANDLA FDR- IIST (M)/CONNECTED AT 132KV KHACHRODE S/S | RATLAM |  | 2.1*7 | MAIN | XB579649 | SEMS | ABT | 0.2S | .-/5A | .-/110V | 2015-02-26 | 300A/5A | 0.2S | 33KV/110V | 0.2S | 1526.49 | 18000 | SIL60915 | SEMS | 8989390384 | BOTH | BSNL
| M/S SUZLON ENERGY LTD SANDLA FDR- IIST (M)/CONNECTED AT 132KV KHACHRODE S/S | RATLAM | A |  | CHECK | XB579648 | SEMS | ABT | 0.2S | .-/5A | .-/110V | 2015-02-26 | 300A/5A | 0.2S | 33KV/110V | 0.2S |  | 18000 | SIL60921 | SEMS | 8989390394 | BOTH | BSNL
49 | M/S MARUTI SHAKTI ENERGY NIPANIYA /CONNECTED AT 132KV SUWASRA S/S 33KV FDR | MANDSAUR | A | 15 | MAIN | XC502303 | SEMS | ABT | 0.2S | 300A/5A | 33KV/110V | 2015-03-31 | 300A/5A | 0.2S | 33KV/110V | 0.2S | 23160200 | 1000 | XC505813 | SEMS | 8989395478 | BOTH | BSNL
| M/S MARUTI SHAKTI ENERGY NIPANIYA /CONNECTED AT 132KV SUWASRA S/S 33KV FDR | MANDSAUR | A |  | CHECK | XC502296 | SEMS | ABT | 0.2S | 300A/5A | 33KV/110V | 2015-03-31 | 300A/5A | 0.2S | 33KV/110V | 0.2S |  | 1000 | XC59918 | SEMS | 8989395480 | BOTH | BSNL
50 | M/S JANGODRANI W.F. FEEDER 1ST /CONNECTED 132KV S/S DEWAS | DEWAS | A | 14 | MAIN | XB575670 | SEMS | ABT | 0.2S | .-/5A | 33KV/110V | 2015-03-30 | 300A/5A | 0.2S | 33KV/110V | 0.2S | 444711 | 60 | XB598922 | SEMS | 8989370225 | BOTH | BSNL
| M/S JANGODRANI W.F. FEEDER 1ST /CONNECTED 132KV S/S DEWAS | DEWAS | A | - | CHECK | XB575671 | SEMS | ABT | 0.2S | .-/5A | 33KV/110V | 2015-03-30 | 300A/5A | 0.2S | 33KV/110V | 0.2S |  | 60 | XA484752 | SEMS | 8989390371 | BOTH | BSNL
51 | M/S JANGODRANI W.F. FEEDER IIND /CONNECTED 132KV S/S DEWAS | DEWAS | A | 16 | MAIN | XB575668 | SEMS | ABT | 0.2S | .-/5A | 33KV/110V | 2015-03-30 | 300A/5A | 0.2S | 33KV/110V | 0.2S | 509510 | 60 | XB598919 | SEMS | 8989396258 | BOTH | BSNL
| M/S JANGODRANI W.F. FEEDER IIND /CONNECTED 132KV S/S DEWAS | DEWAS | A | - | CHECK | XB575669 | SEMS | ABT | 0.2S | .-/5A | 33KV/110V | 2015-03-30 | 300A/5A | 0.2S | 33KV/110V | 0.2S |  | 60 | XB598920 | SEMS | 8989390369 | BOTH | BSNL
52 | M/S SIDDHANT WIND MANDVI /132KV JAORA S/S 33KV FDR | MANDSAUR | A | 15 | MAIN | XC529818 | SEMS | ABT | 0.2S | 300A/5A | 33KV/110V | 2015-03-31 | 300A/5A | 0.2S | 33KV/110V | 0.2S | 8226500 | 1000 | XC505815 | SEMS | 8989395476 | BOTH | BSNL
| M/S SIDDHANT WIND MANDVI /132KV JAORA S/S 33KV FDR | MANDSAUR | A | - | CHECK | XC529819 | SEMS | ABT | 0.2S | 300A/5A | 33KV/110V | 2015-03-31 | 300A/5A | 0.2S | 33KV/110V | 0.2S |  | 1000 | XC505814 | SEMS | 8989395479 | BOTH | BSNL
53 | M/S SIDDHANT WIND KUCHROD /CONNECTED AT 132KV MANDSAUR VIA 33KV FDR | MANDSAUR | A | 15 | MAIN | XB589231 | SEMS | ABT | 0.2S | 300A/5A | 33KV/110V | 2015-03-31 | 300A/5A | 0.2S | 33KV/110V | 0.2S | 19754600 | 1000 | XC505810 | SEMS | 8989395477 | BOTH | BSNL
| M/S SIDDHANT WIND KUCHROD /CONNECTED AT 132KV MANDSAUR VIA 33KV FDR | MANDSAUR | A | - | CHECK | XC502293 | SEMS | ABT | 0.2S | 300A/5A | 33KV/110V | 2015-03-31 | 300A/5A | 0.2S | 33KV/110V | 0.2S |  | 1000 | XC505808 | SEMS | 8989395468 | BOTH | BSNL
54 | M/S SIDDHANT WIND AFJALPURA (MAIN)/CONNECTED AT 132KV MANDSAUR S/S VIA 33KV FDR | MANDSAUR | A | 15 | MAIN | XC502289 | SEMS | ABT | 0.2S | 300A/5A | 33KV/110V | 2015-04-03 | 300A/5A | 0.2S | 33KV/110V | 0.2S | 19993850 | 1000 | MPC13218 | SEMS | 8989396690 | BOTH | BSNL
| M/S SIDDHANT WIND AFJALPURA (MAIN)/CONNECTED AT 132KV MANDSAUR S/S VIA 33KV FDR | MANDSAUR | A | - | CHECK | XC502290 | SEMS | ABT | 0.2S | 300A/5A | 33KV/110V | 2015-04-03 | 300A/5A | 0.2S | 33KV/110V | 0.2S |  | 1000 | XA484755 | SEMS | 8989396583 | BOTH | BSNL
55 | M/S WIND WORLD INDIA DALODA(I)/CONNECTED AT 220KV DALODA S/S VIA 33KV FDR | MANDSAUR |  | 14.4 | MAIN | XB593636 | SEMS | ABT | 0.2S | 300/5A | 33KV/110V | 2015-09-30 | 300/5A | 0.2S | 33KV/110V | 0.2S | 3215500 | 1000 | XB408993 | SEMS | 8989327011 | BOTH | BSNL
| M/S WIND WORLD INDIA DALODA(I)/CONNECTED AT 220KV DALODA S/S VIA 33KV FDR | MANDSAUR |  | - | CHECK | XB593635 | SEMS | ABT | 0.2S | 300/5A | 33KV/110V | 2015-09-30 | 300/5A | 0.2S | 33KV/110V | 0.2S |  | 1000 | XB411007 | SEMS | 8989327012 | BOTH | BSNL
56 | M/S WIND WORLD INDIA DALODA(II)/CONNECTED AT 220KV DALODA S/S VIA 33KV FDR | MANDSAUR |  | 14.4 | MAIN | XC522563 | SEMS | ABT | 0.2S | 300/5A | 33KV/110V | 2015-09-30 | 300/5A | 0.2S | 33KV/110V | 0.2S | 1210750 | 1000 | XB411006 | SEMS | 8989327014 | BOTH | BSNL
| M/S WIND WORLD INDIA DALODA(II)/CONNECTED AT 220KV DALODA S/S VIA 33KV FDR | MANDSAUR |  | - | CHECK | XC522564 | SEMS | ABT | 0.2S | 300/5A | 33KV/110V | 2015-09-30 | 300/5A | 0.2S | 33KV/110V | 0.2S |  | 1000 | XB408994 | SEMS | 8989327013 | BOTH | BSNL
57 | M/S MARUTI SHAKTI ENERGY/CONNECTED AT 132KV GAROTH S/S VIA 33KV FDR | MANDSAUR |  | 8 | MAIN | XC502305 | SEMS | ABT | 0.2S | 300/5A | 33KV/110V | 2015-10-02 | 300/5A | 0.2S | 33KV/110V | 0.2S | 1050850 | 1000 | XC505850 | SEMS | 8989203137 | BOTH | BSNL
| M/S MARUTI SHAKTI ENERGY/CONNECTED AT 132KV GAROTH S/S VIA 33KV FDR | MANDSAUR |  | - | CHECK | XC502306 | SEMS | ABT | 0.2S | 300/5A | 33KV/110V | 2015-10-02 | 300/5A | 0.2S | 33KV/110V | 0.2S |  | 1000 | XC505848 | SEMS | 8989203150 | BOTH | BSNL
58 | M/S SHANKESWAR WIND POWER/CONNECTED AT 220KV DALODA VIA 33KV FDR | MANDSAUR |  |  | MAIN | XC525573 | SEMS | ABT | 0.2S | 300/5A | 33KV/110V | 2015-11-27 | 300/5A | 0.2S | 33KV/110V | 0.2S | 1527600 | 1000 | XC544961 | SEMS | 7587584434 | BOTH | BSNL
| M/S SHANKESWAR WIND POWER/CONNECTED AT 220KV DALODA VIA 33KV FDR | MANDSAUR |  |  | CHECK | XC525574 | SEMS | ABT | 0.2S | 300/5A | 33KV/110V | 2015-11-27 | 300/5A | 0.2S | 33KV/110V | 0.2S |  | 1000 | XC544959 | SEMS | 758784432 | BOTH | BSNL
59 | M/S SUDHEER PROJECT I /CONNECTED AT 132KV MAXI S/S VIA 33KV FDR | SHAHJAPUR |  |  | MAIN | XC529832 | SEMS | ABT | 0.2S | 300/5A | 33KV/110V | 2016-01-09 | 300/5A | 0.2S | 33KV/110V | 0.2S | 49800 | 1000 | XC544940 | SEMS | 9827708554 | BOTH | BSNL
| M/S SUDHEER PROJECT I/CONNECTED AT 132KV MAXI S/S VIA 33KV FDR |  |  |  | CHECK | XC529831 | SEMS | ABT | 0.2S | 300/5A | 33KV/110V | 2016-01-09 | 300/5A | 0.2S | 33KV/110V | 0.2S |  | 1000 | XC544942 | SEMS | 8989335033 | BOTH | BSNL
60 | M/S SUDHEER PROJECT II/CONNECTED AT 132KV MAXI S/S VIA 33KV FDR | SHAHJAPUR |  |  | MAIN | XC529834 | SEMS | ABT | 0.2S | 300/5A | 33KV/110V | 2016-01-09 | 300/5A | 0.2S | 33KV/110V | 0.2S | 123650 | 1000 | XC544936 | SEMS | 9827772806 | BOTH | BSNL
| M/S SUDHEER PROJECT II /CONNECTED AT 132KV MAXI S/S VIA 33KV FDR |  |  |  | CHECK | XC529833 | SEMS | ABT | 0.2S | 300/5A | 33KV/110V | 2016-01-09 | 300/5A | 0.2S | 33KV/110V | 0.2S |  | 1000 | XC544941 | SEMS | 8989390387 | BOTH | BSNL
61 | M/S D.J ENERGY P LTD (CIRCUIT II) | MANDSAUR |  |  | MAIN | XB587789
MANDSOR, MPPTCL
.
62 | M/s IL & FS Energy Development Company | AGAR |  |  | MAIN | XB587792 | .
AGAR, MPPTCL
63 | M/S Orange Mamatkheda Wind Pvt,Ltd. | MANDSAUR |  |  | MAIN | MPC65126
MANDSOR, MPPTCL
64 | M/s Gamesha Wind Turbines Pvt. Ltd.I | DEWAS |  |  | MAIN | XB587800
DEWAS, MPPTCL
65 | M/S SEILVOLTA & SEL SITARA PVT LTD | MANDSAUR |  |  | MAIN | XB581188
MANDSOR, MPPTCL
66 | M/s Gamesha Wind Turbines Pvt. Ltd.II | DEWAS |  |  | MAIN | XB587797
DEWAS, MPPTCL
67 | M/s D.J. Energy Pvt Ltd | MANDSAUR |  |  | MAIN | XB587788
MANDSOR, MPPTCL